59515 | N | . | Benthall Bridge PV 1 | Ecoplexus, Inc | 58970 | NC | SAT | SERC |  | 22 | 2 | NAICS-22 Non-Cogen | PV | SUN | SUN | PJM | A |  | 0 | 0 | 0 | 0 | 0 | 0 | 0 | 0 | 0 | 0 | 0 | 0 | 0 | 0 | 0 | 0 | 0 | 0 | 0 | 0 | 0 | 0 | 0 | 0 | 0 | 0 | 0 | 0 | 0 | 0 | 0 | 0 | 0 | 0 | 0 | 0 | 4610 | 4737 | 6059 | 8230 | 8237 | 8013 | 8964 | 7197 | 6096 | 6180 | 5169 | 4368 | 4610 | 4737 | 6059 | 8230 | 8237 | 8013 | 8964 | 7197 | 6096 | 6180 | 5169 | 4368 | 525.785 | 540.349 | 691.16 | 938.776 | 939.523 | 914.039 | 1022.422 | 820.962 | 695.288 | 704.9 | 589.552 | 498.244 | 0 | 0 | 77860 | 77860 | 8881 | 2020 | solar PV | TRUE
59516 | N | . | American Legion PV 1 | Ecoplexus, Inc | 58970 | NC | SAT | SERC |  | 22 | 2 | NAICS-22 Non-Cogen | PV | SUN | SUN | PJM | A |  | 0 | 0 | 0 | 0 | 0 | 0 | 0 | 0 | 0 | 0 | 0 | 0 | 0 | 0 | 0 | 0 | 0 | 0 | 0 | 0 | 0 | 0 | 0 | 0 | 0 | 0 | 0 | 0 | 0 | 0 | 0 | 0 | 0 | 0 | 0 | 0 | 9425 | 9686 | 12390 | 16828 | 16842 | 16385 | 18328 | 14716 | 12464 | 12636 | 10568 | 8931 | 9425 | 9686 | 12390 | 16828 | 16842 | 16385 | 18328 | 14716 | 12464 | 12636 | 10568 | 8931 | 1075.073 | 1104.854 | 1413.217 | 1919.518 | 1921.044 | 1868.937 | 2090.548 | 1678.623 | 1421.656 | 1441.311 | 1205.459 | 1018.76 | 0 | 0 | 159199 | 159199 | 18159 | 2020 | solar PV | TRUE
59517 | N | . | Baker PV 1 | Ecoplexus, Inc | 58970 | NC | SAT | SERC |  | 22 | 2 | NAICS-22 Non-Cogen | PV | SUN | SUN | PJM | A |  | 0 | 0 | 0 | 0 | 0 | 0 | 0 | 0 | 0 | 0 | 0 | 0 | 0 | 0 | 0 | 0 | 0 | 0 | 0 | 0 | 0 | 0 | 0 | 0 | 0 | 0 | 0 | 0 | 0 | 0 | 0 | 0 | 0 | 0 | 0 | 0 | 4008 | 4119 | 5269 | 7156 | 7162 | 6968 | 7794 | 6258 | 5300 | 5373 | 4494 | 3798 | 4008 | 4119 | 5269 | 7156 | 7162 | 6968 | 7794 | 6258 | 5300 | 5373 | 4494 | 3798 | 457.169 | 469.832 | 600.961 | 816.263 | 816.912 | 794.754 | 888.992 | 713.824 | 604.55 | 612.908 | 512.614 | 433.221 | 0 | 0 | 67699 | 67699 | 7722 | 2020 | solar PV | TRUE
59518 | N | . | Grandy PV 1 | Ecoplexus, Inc | 58970 | NC | SAT | SERC |  | 22 | 2 | NAICS-22 Non-Cogen | PV | SUN | SUN | PJM | A |  | . | 0 | 0 | 0 | 0 | 0 | 0 | 0 | 0 | 0 | 0 | 0 | . | 0 | 0 | 0 | 0 | 0 | 0 | 0 | 0 | 0 | 0 | 0 | . | 0 | 0 | 0 | 0 | 0 | 0 | 0 | 0 | 0 | 0 | 0 | . | 13814 | 17669 | 24000 | 24019 | 23367 | 26138 | 20988 | 17775 | 18021 | 15072 | 12737 | . | 13814 | 17669 | 24000 | 24019 | 23367 | 26138 | 20988 | 17775 | 18021 | 15072 | 12737 | . | 1575.672 | 2015.439 | 2737.493 | 2739.67 | 2665.358 | 2981.405 | 2393.945 | 2027.475 | 2055.505 | 1719.148 | 1452.89 | 0 | 0 | 213600 | 213600 | 24364 | 2020 | solar PV | TRUE
59519 | N | . | Old Catawba PV 1 | Ecoplexus, Inc | 58970 | NC | SAT | SERC |  | 22 | 2 | NAICS-22 Non-Cogen | PV | SUN | SUN | DUK | A |  | 0 | 0 | 0 | 0 | 0 | 0 | 0 | 0 | 0 | 0 | 0 | 0 | 0 | 0 | 0 | 0 | 0 | 0 | 0 | 0 | 0 | 0 | 0 | 0 | 0 | 0 | 0 | 0 | 0 | 0 | 0 | 0 | 0 | 0 | 0 | 0 | 2906 | 2986 | 3819 | 5188 | 5192 | 5051 | 5650 | 4537 | 3842 | 3895 | 3258 | 2753 | 2906 | 2986 | 3819 | 5188 | 5192 | 5051 | 5650 | 4537 | 3842 | 3895 | 3258 | 2753 | 331.419 | 340.601 | 435.662 | 591.743 | 592.214 | 576.15 | 644.468 | 517.481 | 438.264 | 444.323 | 371.615 | 314.06 | 0 | 0 | 49077 | 49077 | 5598 | 2020 | solar PV | TRUE
59520 | N | . | Manning PV 1 | Ecoplexus, Inc | 58970 | NC | SAT | SERC |  | 22 | 2 | NAICS-22 Non-Cogen | PV | SUN | SUN | DUK | A |  | 0 | 0 | 0 | 0 | 0 | 0 | 0 | 0 | 0 | 0 | 0 | 0 | 0 | 0 | 0 | 0 | 0 | 0 | 0 | 0 | 0 | 0 | 0 | 0 | 0 | 0 | 0 | 0 | 0 | 0 | 0 | 0 | 0 | 0 | 0 | 0 | 4666 | 4795 | 6133 | 8330 | 8337 | 8111 | 9073 | 7285 | 6170 | 6255 | 5231 | 4421 | 4666 | 4795 | 6133 | 8330 | 8337 | 8111 | 9073 | 7285 | 6170 | 6255 | 5231 | 4421 | 532.179 | 546.92 | 699.565 | 950.193 | 950.948 | 925.154 | 1034.855 | 830.946 | 703.743 | 713.472 | 596.722 | 504.303 | 0 | 0 | 78807 | 78807 | 8989 | 2020 | solar PV | TRUE
59521 | N | . | Little River PV 1 | Ecoplexus, Inc | 58970 | NC | SAT | SERC |  | 22 | 2 | NAICS-22 Non-Cogen | PV | SUN | SUN | DUK | A |  | 0 | 0 | 0 | 0 | 0 | 0 | 0 | 0 | 0 | 0 | 0 | 0 | 0 | 0 | 0 | 0 | 0 | 0 | 0 | 0 | 0 | 0 | 0 | 0 | 0 | 0 | 0 | 0 | 0 | 0 | 0 | 0 | 0 | 0 | 0 | 0 | 4406 | 4528 | 5791 | 7866 | 7872 | 7659 | 8567 | 6879 | 5826 | 5906 | 4940 | 4175 | 4406 | 4528 | 5791 | 7866 | 7872 | 7659 | 8567 | 6879 | 5826 | 5906 | 4940 | 4175 | 502.518 | 516.438 | 660.575 | 897.234 | 897.947 | 873.591 | 977.178 | 784.633 | 664.52 | 673.707 | 563.464 | 476.195 | 0 | 0 | 74415 | 74415 | 8488 | 2020 | solar PV | TRUE
59522 | N | . | Giffen Solar Park | Giffen Solar Park, LLC | 59257 | CA | PACC | WECC |  | 22 | 2 | NAICS-22 Non-Cogen | PV | SUN | SUN | CISO | A |  | 0 | 0 | 0 | 0 | 0 | 0 | 0 | 0 | 0 | 0 | 0 | 0 | 0 | 0 | 0 | 0 | 0 | 0 | 0 | 0 | 0 | 0 | 0 | 0 | 0 | 0 | 0 | 0 | 0 | 0 | 0 | 0 | 0 | 0 | 0 | 0 | 13606 | 18443 | 18048 | 22745 | 29768 | 29643 | 33482 | 27739 | 21781 | 20132 | 15916 | 12602 | 13606 | 18443 | 18048 | 22745 | 29768 | 29643 | 33482 | 27739 | 21781 | 20132 | 15916 | 12602 | 1551.919 | 2103.704 | 2058.602 | 2594.417 | 3395.443 | 3381.183 | 3819.103 | 3164.021 | 2484.381 | 2296.381 | 1815.458 | 1437.388 | 0 | 0 | 263905 | 263905 | 30102 | 2020 | solar PV | TRUE
59523 | N | . | Five Points Solar Park | Five Points Solar Park, LLC | 59258 | CA | PACC | WECC |  | 22 | 2 | NAICS-22 Non-Cogen | PV | SUN | SUN | CISO | A |  | 0 | 0 | 0 | 0 | 0 | 0 | 0 | 0 | 0 | 0 | 0 | 0 | 0 | 0 | 0 | 0 | 0 | 0 | 0 | 0 | 0 | 0 | 0 | 0 | 0 | 0 | 0 | 0 | 0 | 0 | 0 | 0 | 0 | 0 | 0 | 0 | 60879 | 82525 | 80756 | 101775 | 133198 | 132638 | 149817 | 124120 | 97458 | 90083 | 71218 | 56386 | 60879 | 82525 | 80756 | 101775 | 133198 | 132638 | 149817 | 124120 | 97458 | 90083 | 71218 | 56386 | 6944.15 | 9413.135 | 9211.323 | 11608.859 | 15193.088 | 15129.284 | 17088.778 | 14157.581 | 11116.495 | 10275.277 | 8123.362 | 6431.668 | 0 | 0 | 1180853 | 1180853 | 134693 | 2020 | solar PV | TRUE
59524 | N | . | Blackwell Solar Park | Consolidated Edison Development Inc. | 56769 | CA | PACC | WECC |  | 22 | 2 | NAICS-22 Non-Cogen | PV | SUN | SUN | CISO | A |  | 0 | 0 | 0 | 0 | 0 | 0 | 0 | 0 | 0 | 0 | 0 | 0 | 0 | 0 | 0 | 0 | 0 | 0 | 0 | 0 | 0 | 0 | 0 | 0 | 0 | 0 | 0 | 0 | 0 | 0 | 0 | 0 | 0 | 0 | 0 | 0 | 20824 | 28228 | 27623 | 34812 | 45561 | 45369 | 51245 | 42455 | 33336 | 30813 | 24360 | 19287 | 20824 | 28228 | 27623 | 34812 | 45561 | 45369 | 51245 | 42455 | 33336 | 30813 | 24360 | 19287 | 2375.259 | 3219.781 | 3150.751 | 3970.833 | 5196.825 | 5175.001 | 5845.249 | 4842.628 | 3802.419 | 3514.678 | 2778.611 | 2199.965 | 0 | 0 | 403913 | 403913 | 46072 | 2020 | solar PV | TRUE
59525 | N | . | Wright Solar Park | Wright Solar Park LLC | 59260 | CA | PACC | WECC |  | 22 | 2 | NAICS-22 Non-Cogen | PV | SUN | SUN | CISO | M |  | 0 | 0 | 0 | 0 | 0 | 0 | 0 | 0 | 0 | 0 | 0 | 0 | 0 | 0 | 0 | 0 | 0 | 0 | 0 | 0 | 0 | 0 | 0 | 0 | 0 | 0 | 0 | 0 | 0 | 0 | 0 | 0 | 0 | 0 | 0 | 0 | 183616 | 324458 | 275643 | 363041 | 487664 | 559010 | 593605 | 461179 | 332883 | 279027 | 230493 | 183853 | 183616 | 324458 | 275643 | 363041 | 487664 | 559010 | 593605 | 461179 | 332883 | 279027 | 230493 | 183853 | 20944 | 37009 | 31441 | 41410 | 55625 | 63763 | 67709 | 52604 | 37970 | 31827 | 26291 | 20971 | 0 | 0 | 4274472 | 4274472 | 487564 | 2020 | solar PV | TRUE
59526 | N | . | Whitakers | Colonial Eagle Solar, LLC | 59261 | NC | SAT | SERC |  | 22 | 2 | NAICS-22 Non-Cogen | PV | SUN | SUN | PJM | A |  | 0 | 0 | 0 | 0 | 0 | 0 | 0 | 0 | 0 | 0 | 0 | 0 | 0 | 0 | 0 | 0 | 0 | 0 | 0 | 0 | 0 | 0 | 0 | 0 | 0 | 0 | 0 | 0 | 0 | 0 | 0 | 0 | 0 | 0 | 0 | 0 | 12822 | 13177 | 16855 | 22893 | 22911 | 22290 | 24933 | 20020 | 16955 | 17190 | 14377 | 12150 | 12822 | 13177 | 16855 | 22893 | 22911 | 22290 | 24933 | 20020 | 16955 | 17190 | 14377 | 12150 | 1462.502 | 1503.012 | 1922.501 | 2611.259 | 2613.335 | 2542.45 | 2843.923 | 2283.552 | 1933.981 | 1960.719 | 1639.873 | 1385.893 | 0 | 0 | 216573 | 216573 | 24703 | 2020 | solar PV | TRUE
59527 | N | . | Kelford | Colonial Eagle Solar, LLC | 59261 | NC | SAT | SERC |  | 22 | 2 | NAICS-22 Non-Cogen | PV | SUN | SUN | PJM | A |  | 0 | 0 | 0 | 0 | 0 | 0 | 0 | 0 | 0 | 0 | 0 | 0 | 0 | 0 | 0 | 0 | 0 | 0 | 0 | 0 | 0 | 0 | 0 | 0 | 0 | 0 | 0 | 0 | 0 | 0 | 0 | 0 | 0 | 0 | 0 | 0 | 21232 | 21820 | 27910 | 37910 | 37940 | 36911 | 41287 | 33152 | 28077 | 28465 | 23807 | 20120 | 21232 | 21820 | 27910 | 37910 | 37940 | 36911 | 41287 | 33152 | 28077 | 28465 | 23807 | 20120 | 2421.832 | 2488.917 | 3183.57 | 4324.121 | 4327.56 | 4210.177 | 4709.403 | 3781.455 | 3202.582 | 3246.858 | 2715.552 | 2294.973 | 0 | 0 | 358631 | 358631 | 40907 | 2020 | solar PV | TRUE
59528 | N | . | Solar Oasis LLC | NRG Solar Oasis, LLC | 59262 | CA | PACC | WECC |  | 22 | 2 | NAICS-22 Non-Cogen | PV | SUN | SUN | CISO | A |  | 0 | 0 | 0 | 0 | 0 | 0 | 0 | 0 | 0 | 0 | 0 | 0 | 0 | 0 | 0 | 0 | 0 | 0 | 0 | 0 | 0 | 0 | 0 | 0 | 0 | 0 | 0 | 0 | 0 | 0 | 0 | 0 | 0 | 0 | 0 | 0 | 22979 | 31149 | 30481 | 38414 | 50275 | 50064 | 56548 | 46848 | 36785 | 34001 | 26881 | 21283 | 22979 | 31149 | 30481 | 38414 | 50275 | 50064 | 56548 | 46848 | 36785 | 34001 | 26881 | 21283 | 2621.023 | 3552.927 | 3476.754 | 4381.689 | 5734.533 | 5710.45 | 6450.049 | 5343.687 | 4195.849 | 3878.337 | 3066.11 | 2427.592 | 0 | 0 | 445708 | 445708 | 50839 | 2020 | solar PV | TRUE
59529 | N | . | Bannock County LFG to Energy | Bannock County Landfill | 59239 | ID | MTN | WECC |  | 562212 | 4 | Commercial NAICS Non-Cogen | IC | LFG | MLG | IPCO | M | mcf | 2322 | 17931 | 18699 | 18032 | 17971 | 17350 | 16209 | 17358 | 17464 | 18921 | 19170 | 19927 | 2322 | 17931 | 18699 | 18032 | 17971 | 17350 | 16209 | 17358 | 17464 | 18921 | 19170 | 19927 | 0.56 | 0.56 | 0.56 | 0.56 | 0.56 | 0.56 | 0.56 | 0.56 | 0.56 | 0.56 | 0.56 | 0.56 | 1300 | 10041 | 10471 | 10098 | 10064 | 9716 | 9077 | 9720 | 9780 | 10596 | 10735 | 11159 | 1300 | 10041 | 10471 | 10098 | 10064 | 9716 | 9077 | 9720 | 9780 | 10596 | 10735 | 11159 | 125 | 985 | 1061 | 1028 | 1040 | 1021 | 987 | 1055 | 1017 | 1061 | 1068 | 1081 | 201354 | 201354 | 112757 | 112757 | 11529 | 2020 | biomass | FALSE
59530 | N | . | Pasquotank | Colonial Eagle Solar, LLC | 59261 | NC | SAT | SERC |  | 22 | 2 | NAICS-22 Non-Cogen | PV | SUN | SUN | PJM | A |  | 0 | 0 | 0 | 0 | 0 | 0 | 0 | 0 | 0 | 0 | 0 | 0 | 0 | 0 | 0 | 0 | 0 | 0 | 0 | 0 | 0 | 0 | 0 | 0 | 0 | 0 | 0 | 0 | 0 | 0 | 0 | 0 | 0 | 0 | 0 | 0 | 19490 | 20030 | 25620 | 34799 | 34826 | 33882 | 37899 | 30431 | 25773 | 26129 | 21854 | 18469 | 19490 | 20030 | 25620 | 34799 | 34826 | 33882 | 37899 | 30431 | 25773 | 26129 | 21854 | 18469 | 2223.086 | 2284.666 | 2922.313 | 3969.266 | 3972.422 | 3864.673 | 4322.929 | 3471.133 | 2939.764 | 2980.408 | 2492.702 | 2106.638 | 0 | 0 | 329202 | 329202 | 37550 | 2020 | solar PV | TRUE
59531 | N | . | Borden Solar Farm | 41MB 8me, LLC | 59272 | CA | PACC | WECC |  | 22 | 2 | NAICS-22 Non-Cogen | PV | SUN | SUN | CISO | M |  | . | . | . | . | 0 | 0 | 0 | 0 | 0 | 0 | 0 | 0 | . | . | . | . | 0 | 0 | 0 | 0 | 0 | 0 | 0 | 0 | . | . | . | . | 0 | 0 | 0 | 0 | 0 | 0 | 0 | 0 | . | . | . | . | 140500 | 75870 | 115374 | 100584 | 68014 | 74178 | 58923 | 41994 | . | . | . | . | 140500 | 75870 | 115374 | 100584 | 68014 | 74178 | 58923 | 41994 | . | . | . | . | 16026 | 8654 | 13160 | 11473 | 7758 | 8461 | 6721 | 4790 | 0 | 0 | 675437 | 675437 | 77043 | 2020 | solar PV | TRUE
59532 | N | . | Springbok Solar Farm 1 | 62SK 8me, LLC | 59273 | CA | PACC | WECC |  | 22 | 2 | NAICS-22 Non-Cogen | PV | SUN | SUN | LDWP | A |  | 0 | 0 | 0 | 0 | 0 | 0 | 0 | 0 | 0 | 0 | 0 | 0 | 0 | 0 | 0 | 0 | 0 | 0 | 0 | 0 | 0 | 0 | 0 | 0 | 0 | 0 | 0 | 0 | 0 | 0 | 0 | 0 | 0 | 0 | 0 | 0 | 133164 | 180510 | 176640 | 222616 | 291349 | 290125 | 327701 | 271491 | 213174 | 197043 | 155777 | 123336 | 133164 | 180510 | 176640 | 222616 | 291349 | 290125 | 327701 | 271491 | 213174 | 197043 | 155777 | 123336 | 15189.197 | 20589.7 | 20148.268 | 25392.488 | 33232.406 | 33092.845 | 37378.919 | 30967.402 | 24315.522 | 22475.495 | 17768.531 | 14068.227 | 0 | 0 | 2582926 | 2582926 | 294619 | 2020 | solar PV | TRUE
59533 | N | . | Princeton | USF Surry LLC | 63233 | NC | SAT | SERC |  | 22 | 2 | NAICS-22 Non-Cogen | PV | SUN | SUN | CPLE | A |  | 0 | 0 | 0 | 0 | 0 | 0 | 0 | 0 | 0 | 0 | 0 | 0 | 0 | 0 | 0 | 0 | 0 | 0 | 0 | 0 | 0 | 0 | 0 | 0 | 0 | 0 | 0 | 0 | 0 | 0 | 0 | 0 | 0 | 0 | 0 | 0 | 4413 | 4536 | 5801 | 7880 | 7886 | 7672 | 8582 | 6891 | 5836 | 5917 | 4949 | 4182 | 4413 | 4536 | 5801 | 7880 | 7886 | 7672 | 8582 | 6891 | 5836 | 5917 | 4949 | 4182 | 503.406 | 517.351 | 661.742 | 898.819 | 899.534 | 875.135 | 978.905 | 786.02 | 665.694 | 674.898 | 564.459 | 477.037 | 0 | 0 | 74545 | 74545 | 8503 | 2020 | solar PV | TRUE
59534 | N | . | 4Oaks | USF Surry LLC | 63233 | NC | SAT | SERC |  | 22 | 2 | NAICS-22 Non-Cogen | PV | SUN | SUN | CPLE | A |  | 0 | 0 | 0 | 0 | 0 | 0 | 0 | 0 | 0 | 0 | 0 | 0 | 0 | 0 | 0 | 0 | 0 | 0 | 0 | 0 | 0 | 0 | 0 | 0 | 0 | 0 | 0 | 0 | 0 | 0 | 0 | 0 | 0 | 0 | 0 | 0 | 4335 | 4456 | 5699 | 7741 | 7747 | 7537 | 8431 | 6769 | 5733 | 5812 | 4861 | 4108 | 4335 | 4456 | 5699 | 7741 | 7747 | 7537 | 8431 | 6769 | 5733 | 5812 | 4861 | 4108 | 494.524 | 508.224 | 650.069 | 882.963 | 883.666 | 859.697 | 961.636 | 772.154 | 653.951 | 662.992 | 554.502 | 468.622 | 0 | 0 | 73229 | 73229 | 8353 | 2020 | solar PV | TRUE
59535 | N | . | SR Hazlehurst | SR Hazlehurst, LLC | 59274 | GA | SAT | SERC |  | 22 | 2 | NAICS-22 Non-Cogen | PV | SUN | SUN | SOCO | A |  | 0 | 0 | 0 | 0 | 0 | 0 | 0 | 0 | 0 | 0 | 0 | 0 | 0 | 0 | 0 | 0 | 0 | 0 | 0 | 0 | 0 | 0 | 0 | 0 | 0 | 0 | 0 | 0 | 0 | 0 | 0 | 0 | 0 | 0 | 0 | 0 | 19333 | 19919 | 27386 | 33466 | 38715 | 32816 | 35537 | 32350 | 25505 | 26030 | 21646 | 20830 | 19333 | 19919 | 27386 | 33466 | 38715 | 32816 | 35537 | 32350 | 25505 | 26030 | 21646 | 20830 | 2205.167 | 2271.998 | 3123.743 | 3817.235 | 4415.938 | 3743.104 | 4053.462 | 3689.968 | 2909.259 | 2969.106 | 2469.08 | 2375.94 | 0 | 0 | 333533 | 333533 | 38044 | 2020 | solar PV | TRUE
59536 | N | . | Coronus Adelanto West 1 | CF SBC Master Tenant One LLC | 59275 | CA | PACC | WECC |  | 22 | 2 | NAICS-22 Non-Cogen | PV | SUN | SUN | CISO | A |  | 0 | 0 | 0 | 0 | 0 | 0 | 0 | 0 | 0 | 0 | 0 | 0 | 0 | 0 | 0 | 0 | 0 | 0 | 0 | 0 | 0 | 0 | 0 | 0 | 0 | 0 | 0 | 0 | 0 | 0 | 0 | 0 | 0 | 0 | 0 | 0 | 917 | 1243 | 1216 | 1532 | 2005 | 1997 | 2256 | 1869 | 1467 | 1356 | 1072 | 849 | 917 | 1243 | 1216 | 1532 | 2005 | 1997 | 2256 | 1869 | 1467 | 1356 | 1072 | 849 | 104.555 | 141.729 | 138.69 | 174.788 | 228.754 | 227.793 | 257.297 | 213.163 | 167.375 | 154.709 | 122.309 | 96.838 | 0 | 0 | 17779 | 17779 | 2028 | 2020 | solar PV | TRUE
59537 | N | . | Coronus Adelanto West 2 | CF SBC Master Tenant One LLC | 59275 | CA | PACC | WECC |  | 22 | 2 | NAICS-22 Non-Cogen | PV | SUN | SUN | CISO | A |  | 0 | 0 | 0 | 0 | 0 | 0 | 0 | 0 | 0 | 0 | 0 | 0 | 0 | 0 | 0 | 0 | 0 | 0 | 0 | 0 | 0 | 0 | 0 | 0 | 0 | 0 | 0 | 0 | 0 | 0 | 0 | 0 | 0 | 0 | 0 | 0 | 956 | 1296 | 1269 | 1599 | 2093 | 2084 | 2354 | 1950 | 1531 | 1415 | 1119 | 886 | 956 | 1296 | 1269 | 1599 | 2093 | 2084 | 2354 | 1950 | 1531 | 1415 | 1119 | 886 | 109.092 | 147.878 | 144.708 | 182.373 | 238.68 | 237.678 | 268.461 | 222.413 | 174.638 | 161.423 | 127.616 | 101.04 | 0 | 0 | 18552 | 18552 | 2116 | 2020 | solar PV | TRUE
59539 | N | . | Park Meridian #1 | Kona Solar, LLC | 59284 | CA | PACC | WECC |  | 22 | 2 | NAICS-22 Non-Cogen | PV | SUN | SUN | CISO | A |  | 0 | 0 | 0 | 0 | 0 | 0 | 0 | 0 | 0 | 0 | 0 | 0 | 0 | 0 | 0 | 0 | 0 | 0 | 0 | 0 | 0 | 0 | 0 | 0 | 0 | 0 | 0 | 0 | 0 | 0 | 0 | 0 | 0 | 0 | 0 | 0 | 1320 | 1789 | 1751 | 2206 | 2888 | 2875 | 3248 | 2691 | 2113 | 1953 | 1544 | 1222 | 1320 | 1789 | 1751 | 2206 | 2888 | 2875 | 3248 | 2691 | 2113 | 1953 | 1544 | 1222 | 150.54 | 204.067 | 199.692 | 251.668 | 329.37 | 327.987 | 370.466 | 306.921 | 240.994 | 222.757 | 176.106 | 139.432 | 0 | 0 | 25600 | 25600 | 2920 | 2020 | solar PV | TRUE
59540 | N | . | Rancho Cucamonga Dist #1 | Kona Solar, LLC | 59284 | CA | PACC | WECC |  | 22 | 2 | NAICS-22 Non-Cogen | PV | SUN | SUN | CISO | A |  | 0 | 0 | 0 | 0 | 0 | 0 | 0 | 0 | 0 | 0 | 0 | 0 | 0 | 0 | 0 | 0 | 0 | 0 | 0 | 0 | 0 | 0 | 0 | 0 | 0 | 0 | 0 | 0 | 0 | 0 | 0 | 0 | 0 | 0 | 0 | 0 | 1391 | 1886 | 1845 | 2326 | 3044 | 3031 | 3424 | 2836 | 2227 | 2059 | 1627 | 1289 | 1391 | 1886 | 1845 | 2326 | 3044 | 3031 | 3424 | 2836 | 2227 | 2059 | 1627 | 1289 | 158.687 | 215.109 | 210.497 | 265.285 | 347.192 | 345.734 | 390.512 | 323.529 | 254.034 | 234.81 | 185.635 | 146.976 | 0 | 0 | 26985 | 26985 | 3078 | 2020 | solar PV | TRUE
59541 | N | . | Terra Francesco | Kona Solar, LLC | 59284 | CA | PACC | WECC |  | 22 | 2 | NAICS-22 Non-Cogen | PV | SUN | SUN | CISO | A |  | 0 | 0 | 0 | 0 | 0 | 0 | 0 | 0 | 0 | 0 | 0 | 0 | 0 | 0 | 0 | 0 | 0 | 0 | 0 | 0 | 0 | 0 | 0 | 0 | 0 | 0 | 0 | 0 | 0 | 0 | 0 | 0 | 0 | 0 | 0 | 0 | 1293 | 1753 | 1715 | 2162 | 2829 | 2817 | 3182 | 2636 | 2070 | 1913 | 1513 | 1198 | 1293 | 1753 | 1715 | 2162 | 2829 | 2817 | 3182 | 2636 | 2070 | 1913 | 1513 | 1198 | 147.5 | 199.943 | 195.657 | 246.583 | 322.715 | 321.36 | 362.981 | 300.72 | 236.124 | 218.256 | 172.547 | 136.614 | 0 | 0 | 25081 | 25081 | 2861 | 2020 | solar PV | TRUE
59542 | N | . | Innovative Solar 6 | Cypress Creek Renewables | 61060 | NC | SAT | SERC |  | 22 | 2 | NAICS-22 Non-Cogen | PV | SUN | SUN | CPLE | A |  | 0 | 0 | 0 | 0 | 0 | 0 | 0 | 0 | 0 | 0 | 0 | 0 | 0 | 0 | 0 | 0 | 0 | 0 | 0 | 0 | 0 | 0 | 0 | 0 | 0 | 0 | 0 | 0 | 0 | 0 | 0 | 0 | 0 | 0 | 0 | 0 | 3162 | 3250 | 4156 | 5646 | 5650 | 5497 | 6149 | 4937 | 4181 | 4239 | 3545 | 2996 | 3162 | 3250 | 4156 | 5646 | 5650 | 5497 | 6149 | 4937 | 4181 | 4239 | 3545 | 2996 | 360.667 | 370.657 | 474.107 | 643.962 | 644.474 | 626.993 | 701.339 | 563.146 | 476.939 | 483.532 | 404.409 | 341.775 | 0 | 0 | 53408 | 53408 | 6092 | 2020 | solar PV | TRUE
59543 | N | . | Acton Solar Landfill | Heliovaas LLC | 59286 | MA | NEW | NPCC |  | 92 | 4 | Commercial NAICS Non-Cogen | PV | SUN | SUN | ISNE | A |  | 0 | 0 | 0 | 0 | 0 | 0 | 0 | 0 | 0 | 0 | 0 | 0 | 0 | 0 | 0 | 0 | 0 | 0 | 0 | 0 | 0 | 0 | 0 | 0 | 0 | 0 | 0 | 0 | 0 | 0 | 0 | 0 | 0 | 0 | 0 | 0 | 843 | 1105 | 1681 | 1612 | 2272 | 2147 | 2114 | 1998 | 1735 | 1262 | 902 | 687 | 843 | 1105 | 1681 | 1612 | 2272 | 2147 | 2114 | 1998 | 1735 | 1262 | 902 | 687 | 96.205 | 126.013 | 191.739 | 183.84 | 259.179 | 244.871 | 241.145 | 227.955 | 197.924 | 143.897 | 102.912 | 78.32 | 0 | 0 | 18358 | 18358 | 2094 | 2020 | solar PV | FALSE
59544 | N | . | Parlin Solar LLC | Laurel Capital Partners | 59287 | NJ | MAT | RFC |  | 22 | 2 | NAICS-22 Non-Cogen | PV | SUN | SUN | PJM | A |  | 0 | 0 | 0 | 0 | 0 | 0 | 0 | 0 | 0 | 0 | 0 | 0 | 0 | 0 | 0 | 0 | 0 | 0 | 0 | 0 | 0 | 0 | 0 | 0 | 0 | 0 | 0 | 0 | 0 | 0 | 0 | 0 | 0 | 0 | 0 | 0 | 532 | 598 | 856 | 890 | 1165 | 1223 | 1152 | 995 | 914 | 660 | 606 | 420 | 532 | 598 | 856 | 890 | 1165 | 1223 | 1152 | 995 | 914 | 660 | 606 | 420 | 60.685 | 68.18 | 97.649 | 101.545 | 132.894 | 139.503 | 131.39 | 113.526 | 104.311 | 75.326 | 69.12 | 47.871 | 0 | 0 | 10011 | 10011 | 1142 | 2020 | solar PV | TRUE
59545 | N | . | Springfield Solar LLC | Laurel Capital Partners | 59287 | OH | ENC | RFC |  | 22 | 2 | NAICS-22 Non-Cogen | PV | SUN | SUN | PJM | A |  | 0 | 0 | 0 | 0 | 0 | 0 | 0 | 0 | 0 | 0 | 0 | 0 | 0 | 0 | 0 | 0 | 0 | 0 | 0 | 0 | 0 | 0 | 0 | 0 | 0 | 0 | 0 | 0 | 0 | 0 | 0 | 0 | 0 | 0 | 0 | 0 | 378 | 718 | 791 | 1154 | 1348 | 1765 | 1724 | 1637 | 1345 | 881 | 764 | 384 | 378 | 718 | 791 | 1154 | 1348 | 1765 | 1724 | 1637 | 1345 | 881 | 764 | 384 | 43.101 | 81.911 | 90.183 | 131.598 | 153.71 | 201.304 | 196.657 | 186.75 | 153.404 | 100.499 | 87.119 | 43.764 | 0 | 0 | 12889 | 12889 | 1470 | 2020 | solar PV | TRUE
59546 | N | . | Beaver Solar LLC | Laurel Capital Partners | 59287 | PA | MAT | RFC |  | 22 | 2 | NAICS-22 Non-Cogen | PV | SUN | SUN | PJM | A |  | 0 | 0 | 0 | 0 | 0 | 0 | 0 | 0 | 0 | 0 | 0 | 0 | 0 | 0 | 0 | 0 | 0 | 0 | 0 | 0 | 0 | 0 | 0 | 0 | 0 | 0 | 0 | 0 | 0 | 0 | 0 | 0 | 0 | 0 | 0 | 0 | 561 | 674 | 1004 | 1008 | 1273 | 1332 | 1254 | 1155 | 998 | 748 | 686 | 431 | 561 | 674 | 1004 | 1008 | 1273 | 1332 | 1254 | 1155 | 998 | 748 | 686 | 431 | 63.973 | 76.865 | 114.53 | 114.974 | 145.203 | 151.952 | 143.021 | 131.786 | 113.883 | 85.352 | 78.279 | 49.182 | 0 | 0 | 11124 | 11124 | 1269 | 2020 | solar PV | TRUE
59547 | N | . | Fowler Ridge IV Wind Farm LLC | Pattern Operators LP | 56545 | IN | ENC | RFC |  | 22 | 2 | NAICS-22 Non-Cogen | WT | WND | WND | PJM | M |  | 0 | 0 | 0 | 0 | 0 | 0 | 0 | 0 | 0 | 0 | 0 | 0 | 0 | 0 | 0 | 0 | 0 | 0 | 0 | 0 | 0 | 0 | 0 | 0 | 0 | 0 | 0 | 0 | 0 | 0 | 0 | 0 | 0 | 0 | 0 | 0 | 371975 | 357615 | 411882 | 384906 | 298604 | 228231 | 110903 | 83190 | 174507 | 333356 | 466641 | 367486 | 371975 | 357615 | 411882 | 384906 | 298604 | 228231 | 110903 | 83190 | 174507 | 333356 | 466641 | 367486 | 42429 | 40791 | 46981 | 43904 | 34060 | 26033 | 12650 | 9489 | 19905 | 38024 | 53227 | 41917 | 0 | 0 | 3589296 | 3589296 | 409410 | 2020 | onshore wind | TRUE
59548 | N | . | Creswell Alligood Solar, LLC | Creswell Alligood Solar, LLC | 59288 | NC | SAT | SERC |  | 22 | 2 | NAICS-22 Non-Cogen | PV | SUN | SUN | PJM | A |  | 0 | 0 | 0 | 0 | 0 | 0 | 0 | 0 | 0 | 0 | 0 | 0 | 0 | 0 | 0 | 0 | 0 | 0 | 0 | 0 | 0 | 0 | 0 | 0 | 0 | 0 | 0 | 0 | 0 | 0 | 0 | 0 | 0 | 0 | 0 | 0 | 7158 | 7356 | 9409 | 12780 | 12790 | 12443 | 13918 | 11176 | 9465 | 9596 | 8026 | 6783 | 7158 | 7356 | 9409 | 12780 | 12790 | 12443 | 13918 | 11176 | 9465 | 9596 | 8026 | 6783 | 816.414 | 839.029 | 1073.201 | 1457.688 | 1458.847 | 1419.277 | 1587.568 | 1274.752 | 1079.61 | 1094.536 | 915.429 | 773.649 | 0 | 0 | 120900 | 120900 | 13790 | 2020 | solar PV | TRUE
59549 | N | . | Everetts Wildcat Solar, LLC | Everetts Wildcat Solar, LLC | 59289 | NC | SAT | SERC |  | 22 | 2 | NAICS-22 Non-Cogen | PV | SUN | SUN | PJM | A |  | 0 | 0 | 0 | 0 | 0 | 0 | 0 | 0 | 0 | 0 | 0 | 0 | 0 | 0 | 0 | 0 | 0 | 0 | 0 | 0 | 0 | 0 | 0 | 0 | 0 | 0 | 0 | 0 | 0 | 0 | 0 | 0 | 0 | 0 | 0 | 0 | 5198 | 5342 | 6833 | 9281 | 9289 | 9037 | 10108 | 8116 | 6874 | 6969 | 5829 | 4926 | 5198 | 5342 | 6833 | 9281 | 9289 | 9037 | 10108 | 8116 | 6874 | 6969 | 5829 | 4926 | 592.92 | 609.346 | 779.413 | 1058.647 | 1059.489 | 1030.751 | 1152.973 | 925.79 | 784.068 | 794.908 | 664.831 | 561.864 | 0 | 0 | 87802 | 87802 | 10015 | 2020 | solar PV | TRUE
59550 | N | . | Putah Creek Solar Farm | Solvida Energy Group/Blue Oak Energy | 59290 | CA | PACC | WECC |  | 22 | 2 | NAICS-22 Non-Cogen | PV | SUN | SUN | CISO | A |  | 0 | 0 | 0 | 0 | 0 | 0 | 0 | 0 | 0 | 0 | 0 | 0 | 0 | 0 | 0 | 0 | 0 | 0 | 0 | 0 | 0 | 0 | 0 | 0 | 0 | 0 | 0 | 0 | 0 | 0 | 0 | 0 | 0 | 0 | 0 | 0 | 2181 | 2957 | 2893 | 3647 | 4772 | 4752 | 5368 | 4447 | 3492 | 3228 | 2552 | 2020 | 2181 | 2957 | 2893 | 3647 | 4772 | 4752 | 5368 | 4447 | 3492 | 3228 | 2552 | 2020 | 248.806 | 337.269 | 330.038 | 415.941 | 544.363 | 542.077 | 612.285 | 507.261 | 398.3 | 368.159 | 291.057 | 230.444 | 0 | 0 | 42309 | 42309 | 4826 | 2020 | solar PV | TRUE
59551 | N | . | FLS Solar 200, LLC | Sustainable Power Group, LLC | 58661 | NC | SAT | SERC |  | 22 | 2 | NAICS-22 Non-Cogen | PV | SUN | SUN | CPLE | A |  | 0 | 0 | 0 | 0 | 0 | 0 | 0 | 0 | 0 | 0 | 0 | 0 | 0 | 0 | 0 | 0 | 0 | 0 | 0 | 0 | 0 | 0 | 0 | 0 | 0 | 0 | 0 | 0 | 0 | 0 | 0 | 0 | 0 | 0 | 0 | 0 | 3063 | 3148 | 4026 | 5469 | 5473 | 5325 | 5956 | 4782 | 4050 | 4106 | 3434 | 2902 | 3063 | 3148 | 4026 | 5469 | 5473 | 5325 | 5956 | 4782 | 4050 | 4106 | 3434 | 2902 | 349.361 | 359.036 | 459.243 | 623.772 | 624.268 | 607.335 | 679.35 | 545.49 | 461.985 | 468.372 | 391.729 | 331.059 | 0 | 0 | 51734 | 51734 | 5901 | 2020 | solar PV | TRUE
59552 | N | . | FLS Solar 170, LLC | Sustainable Power Group, LLC | 58661 | NC | SAT | SERC |  | 22 | 2 | NAICS-22 Non-Cogen | PV | SUN | SUN | CPLE | A |  | 0 | 0 | 0 | 0 | 0 | 0 | 0 | 0 | 0 | 0 | 0 | 0 | 0 | 0 | 0 | 0 | 0 | 0 | 0 | 0 | 0 | 0 | 0 | 0 | 0 | 0 | 0 | 0 | 0 | 0 | 0 | 0 | 0 | 0 | 0 | 0 | 1767 | 1816 | 2323 | 3155 | 3157 | 3071 | 3436 | 2759 | 2336 | 2369 | 1981 | 1674 | 1767 | 1816 | 2323 | 3155 | 3157 | 3071 | 3436 | 2759 | 2336 | 2369 | 1981 | 1674 | 201.527 | 207.111 | 264.915 | 359.824 | 360.11 | 350.342 | 391.884 | 314.667 | 266.497 | 270.181 | 225.97 | 190.972 | 0 | 0 | 29844 | 29844 | 3404 | 2020 | solar PV | TRUE
59553 | N | . | Innovative Solar 14, LLC | Sustainable Power Group, LLC | 58661 | NC | SAT | SERC |  | 22 | 2 | NAICS-22 Non-Cogen | PV | SUN | SUN | CPLE | A |  | 0 | 0 | 0 | 0 | 0 | 0 | 0 | 0 | 0 | 0 | 0 | 0 | 0 | 0 | 0 | 0 | 0 | 0 | 0 | 0 | 0 | 0 | 0 | 0 | 0 | 0 | 0 | 0 | 0 | 0 | 0 | 0 | 0 | 0 | 0 | 0 | 1721 | 1769 | 2262 | 3073 | 3075 | 2992 | 3347 | 2687 | 2276 | 2307 | 1930 | 1631 | 1721 | 1769 | 2262 | 3073 | 3075 | 2992 | 3347 | 2687 | 2276 | 2307 | 1930 | 1631 | 196.319 | 201.756 | 258.066 | 350.522 | 350.8 | 341.285 | 381.753 | 306.532 | 259.607 | 263.197 | 220.128 | 186.035 | 0 | 0 | 29070 | 29070 | 3316 | 2020 | solar PV | TRUE
59554 | N | . | Innovative Solar 15, LLC | Sustainable Power Group, LLC | 58661 | NC | SAT | SERC |  | 22 | 2 | NAICS-22 Non-Cogen | PV | SUN | SUN | DUK | A |  | 0 | 0 | 0 | 0 | 0 | 0 | 0 | 0 | 0 | 0 | 0 | 0 | 0 | 0 | 0 | 0 | 0 | 0 | 0 | 0 | 0 | 0 | 0 | 0 | 0 | 0 | 0 | 0 | 0 | 0 | 0 | 0 | 0 | 0 | 0 | 0 | 1576 | 1619 | 2071 | 2814 | 2816 | 2739 | 3064 | 2460 | 2084 | 2113 | 1767 | 1493 | 1576 | 1619 | 2071 | 2814 | 2816 | 2739 | 3064 | 2460 | 2084 | 2113 | 1767 | 1493 | 179.743 | 184.72 | 236.275 | 320.924 | 321.179 | 312.467 | 349.518 | 280.649 | 237.686 | 240.973 | 201.54 | 170.326 | 0 | 0 | 26616 | 26616 | 3036 | 2020 | solar PV | TRUE
59555 | N | . | Vega Solar | Vega Solar, LLC | 59298 | CA | PACC | WECC |  | 22 | 2 | NAICS-22 Non-Cogen | PV | SUN | SUN | CISO | A |  | 0 | 0 | 0 | 0 | 0 | 0 | 0 | 0 | 0 | 0 | 0 | 0 | 0 | 0 | 0 | 0 | 0 | 0 | 0 | 0 | 0 | 0 | 0 | 0 | 0 | 0 | 0 | 0 | 0 | 0 | 0 | 0 | 0 | 0 | 0 | 0 | 19473 | 26396 | 25831 | 32554 | 42605 | 42426 | 47921 | 39701 | 31173 | 28814 | 22780 | 18036 | 19473 | 26396 | 25831 | 32554 | 42605 | 42426 | 47921 | 39701 | 31173 | 28814 | 22780 | 18036 | 2221.161 | 3010.892 | 2946.34 | 3713.218 | 4859.672 | 4839.264 | 5466.029 | 4528.454 | 3555.73 | 3286.658 | 2598.344 | 2057.238 | 0 | 0 | 377710 | 377710 | 43083 | 2020 | solar PV | TRUE
59556 | N | . | Dalton 2 | Georgia Power Co | 7140 | GA | SAT | SERC |  | 22 | 1 | Electric Utility | PV | SUN | SUN | SOCO | A |  | 0 | 0 | 0 | 0 | 0 | 0 | 0 | 0 | 0 | 0 | 0 | 0 | 0 | 0 | 0 | 0 | 0 | 0 | 0 | 0 | 0 | 0 | 0 | 0 | 0 | 0 | 0 | 0 | 0 | 0 | 0 | 0 | 0 | 0 | 0 | 0 | 4557 | 4695 | 6455 | 7888 | 9125 | 7735 | 8376 | 7625 | 6012 | 6135 | 5102 | 4910 | 4557 | 4695 | 6455 | 7888 | 9125 | 7735 | 8376 | 7625 | 6012 | 6135 | 5102 | 4910 | 519.76 | 535.512 | 736.269 | 899.725 | 1040.84 | 882.252 | 955.404 | 869.728 | 685.714 | 699.821 | 581.964 | 560.011 | 0 | 0 | 78615 | 78615 | 8967 | 2020 | solar PV | TRUE
59557 | N | . | Apple Campus 2 Fuel Cell | Apple, Inc | 57369 | CA | PACC | WECC |  | 334 | 6 | Industrial NAICS Non-Cogen | FC | LFG | MLG | CISO | A | mcf | 31742 | 28551 | 30084 | 28156 | 29910 | 27567 | 30961 | 29560 | 29320 | 28218 | 28408 | 25373 | 31742 | 28551 | 30084 | 28156 | 29910 | 27567 | 30961 | 29560 | 29320 | 28218 | 28408 | 25373 | 0.6 | 0.6 | 0.6 | 0.6 | 0.6 | 0.6 | 0.6 | 0.6 | 0.6 | 0.6 | 0.6 | 0.6 | 19045 | 17131 | 18050 | 16894 | 17946 | 16540 | 18577 | 17736 | 17592 | 16931 | 17045 | 15224 | 19045 | 17131 | 18050 | 16894 | 17946 | 16540 | 18577 | 17736 | 17592 | 16931 | 17045 | 15224 | 1889.913 | 1700.007 | 1791.309 | 1676.502 | 1780.914 | 1641.427 | 1843.517 | 1760.107 | 1745.824 | 1680.194 | 1691.519 | 1510.767 | 347850 | 347850 | 208711 | 208711 | 20712 | 2020 | biomass | FALSE
59557 | N | . | Apple Campus 2 Fuel Cell | Apple, Inc | 57369 | CA | PACC | WECC |  | 334 | 6 | Industrial NAICS Non-Cogen | FC | OBG | ORW | CISO | A | Mcf | 0 | 0 | 0 | 0 | 0 | 0 | 0 | 0 | 0 | 0 | 0 | 0 | 0 | 0 | 0 | 0 | 0 | 0 | 0 | 0 | 0 | 0 | 0 | 0 | 0 | 0 | 0 | 0 | 0 | 0 | 0 | 0 | 0 | 0 | 0 | 0 | 0 | 0 | 0 | 0 | 0 | 0 | 0 | 0 | 0 | 0 | 0 | 0 | 0 | 0 | 0 | 0 | 0 | 0 | 0 | 0 | 0 | 0 | 0 | 0 | 0 | 0 | 0 | 0 | 0 | 0 | 0 | 0 | 0 | 0 | 0 | 0 | 0 | 0 | 0 | 0 | 0 | 2020 | biomass | FALSE
59558 | N | . | Sandoval Solar Energy Center | PNM Resources | 59300 | NM | MTN | WECC |  | 22 | 1 | Electric Utility | PV | SUN | SUN | PNM | A |  | 0 | 0 | 0 | 0 | 0 | 0 | 0 | 0 | 0 | 0 | 0 | 0 | 0 | 0 | 0 | 0 | 0 | 0 | 0 | 0 | 0 | 0 | 0 | 0 | 0 | 0 | 0 | 0 | 0 | 0 | 0 | 0 | 0 | 0 | 0 | 0 | 7944 | 8344 | 9536 | 13261 | 14782 | 13891 | 13583 | 12829 | 11296 | 10802 | 8679 | 8004 | 7944 | 8344 | 9536 | 13261 | 14782 | 13891 | 13583 | 12829 | 11296 | 10802 | 8679 | 8004 | 906.155 | 951.734 | 1087.716 | 1512.616 | 1686.083 | 1584.454 | 1549.33 | 1463.368 | 1288.427 | 1232.163 | 990.015 | 912.939 | 0 | 0 | 132951 | 132951 | 15165 | 2020 | solar PV | TRUE
59559 | Y | . | Clean Fuel Dane Community Digester | Clean Fuel Partners Dane | 59878 | WI | ENC | MRO |  | 22 | 3 | NAICS-22 Cogen | IC | OBG | ORW | MISO | A | Mcf | 12804 | 12149 | 13147 | 13000 | 11495 | . | . | . | . | . | . | . | 7187 | 6818 | 7378 | 7297 | 6452 | . | . | . | . | . | . | . | 0.6 | 0.6 | 0.6 | 0.6 | 0.6 | . | . | . | . | . | . | . | 7682 | 7289 | 7888 | 7800 | 6897 | . | . | . | . | . | . | . | 4312 | 4091 | 4427 | 4378 | 3871 | . | . | . | . | . | . | . | 796.115 | 755.406 | 817.468 | 808.301 | 714.71 | . | . | . | . | . | . | . | 62595 | 35132 | 37556 | 21079 | 3892 | 2020 | biomass | TRUE
59560 | N | . | Springer Solar 1 | Springer Electric Coop, Inc | 17826 | NM | MTN | WECC |  | 22 | 1 | Electric Utility | PV | SUN | SUN | PNM | A |  | 0 | 0 | 0 | 0 | 0 | 0 | 0 | 0 | 0 | 0 | 0 | 0 | 0 | 0 | 0 | 0 | 0 | 0 | 0 | 0 | 0 | 0 | 0 | 0 | 0 | 0 | 0 | 0 | 0 | 0 | 0 | 0 | 0 | 0 | 0 | 0 | 1309 | 1374 | 1571 | 2184 | 2435 | 2288 | 2237 | 2113 | 1861 | 1779 | 1430 | 1318 | 1309 | 1374 | 1571 | 2184 | 2435 | 2288 | 2237 | 2113 | 1861 | 1779 | 1430 | 1318 | 149.263 | 156.771 | 179.17 | 249.16 | 277.734 | 260.993 | 255.208 | 241.048 | 212.231 | 202.964 | 163.077 | 150.381 | 0 | 0 | 21899 | 21899 | 2498 | 2020 | solar PV | TRUE
59561 | N | . | Crockett Farm | Crockett Farm, LLC | 59302 | NC | SAT | SERC |  | 22 | 2 | NAICS-22 Non-Cogen | PV | SUN | SUN | CPLE | A |  | 0 | 0 | 0 | 0 | 0 | 0 | 0 | 0 | 0 | 0 | 0 | 0 | 0 | 0 | 0 | 0 | 0 | 0 | 0 | 0 | 0 | 0 | 0 | 0 | 0 | 0 | 0 | 0 | 0 | 0 | 0 | 0 | 0 | 0 | 0 | 0 | 4574 | 4701 | 6013 | 8167 | 8174 | 7952 | 8895 | 7142 | 6049 | 6133 | 5129 | 4335 | 4574 | 4701 | 6013 | 8167 | 8174 | 7952 | 8895 | 7142 | 6049 | 6133 | 5129 | 4335 | 521.76 | 536.212 | 685.868 | 931.588 | 932.329 | 907.04 | 1014.593 | 814.676 | 689.964 | 699.503 | 585.038 | 494.429 | 0 | 0 | 77264 | 77264 | 8813 | 2020 | solar PV | TRUE
59562 | N | . | Eastover Farm | Eastover Farm, LLC | 59303 | NC | SAT | SERC |  | 22 | 2 | NAICS-22 Non-Cogen | PV | SUN | SUN | CPLE | A |  | 0 | 0 | 0 | 0 | 0 | 0 | 0 | 0 | 0 | 0 | 0 | 0 | 0 | 0 | 0 | 0 | 0 | 0 | 0 | 0 | 0 | 0 | 0 | 0 | 0 | 0 | 0 | 0 | 0 | 0 | 0 | 0 | 0 | 0 | 0 | 0 | 4193 | 4309 | 5512 | 7486 | 7492 | 7289 | 8153 | 6547 | 5544 | 5621 | 4701 | 3973 | 4193 | 4309 | 5512 | 7486 | 7492 | 7289 | 8153 | 6547 | 5544 | 5621 | 4701 | 3973 | 478.245 | 491.492 | 628.667 | 853.894 | 854.573 | 831.393 | 929.977 | 746.733 | 632.421 | 641.165 | 536.246 | 453.194 | 0 | 0 | 70820 | 70820 | 8078 | 2020 | solar PV | TRUE
59563 | N | . | Foxfire Solar Farm | Foxfire Farm, LLC | 59304 | NC | SAT | SERC |  | 22 | 2 | NAICS-22 Non-Cogen | PV | SUN | SUN | CPLE | A |  | 0 | 0 | 0 | 0 | 0 | 0 | 0 | 0 | 0 | 0 | 0 | 0 | 0 | 0 | 0 | 0 | 0 | 0 | 0 | 0 | 0 | 0 | 0 | 0 | 0 | 0 | 0 | 0 | 0 | 0 | 0 | 0 | 0 | 0 | 0 | 0 | 4659 | 4788 | 6124 | 8318 | 8325 | 8099 | 9059 | 7274 | 6161 | 6246 | 5224 | 4415 | 4659 | 4788 | 6124 | 8318 | 8325 | 8099 | 9059 | 7274 | 6161 | 6246 | 5224 | 4415 | 531.411 | 546.129 | 698.553 | 948.818 | 949.573 | 923.816 | 1033.359 | 829.744 | 702.725 | 712.44 | 595.859 | 503.573 | 0 | 0 | 78692 | 78692 | 8976 | 2020 | solar PV | TRUE
59564 | N | . | Hutchinson Farm | Hutchinson Solar, LLC | 59305 | NC | SAT | SERC |  | 22 | 2 | NAICS-22 Non-Cogen | PV | SUN | SUN | DUK | A |  | 0 | 0 | 0 | 0 | 0 | 0 | 0 | 0 | 0 | 0 | 0 | 0 | 0 | 0 | 0 | 0 | 0 | 0 | 0 | 0 | 0 | 0 | 0 | 0 | 0 | 0 | 0 | 0 | 0 | 0 | 0 | 0 | 0 | 0 | 0 | 0 | 4776 | 4908 | 6278 | 8527 | 8534 | 8302 | 9287 | 7457 | 6315 | 6403 | 5355 | 4525 | 4776 | 4908 | 6278 | 8527 | 8534 | 8302 | 9287 | 7457 | 6315 | 6403 | 5355 | 4525 | 544.731 | 559.819 | 716.064 | 972.602 | 973.376 | 946.973 | 1059.262 | 850.543 | 720.34 | 730.299 | 610.795 | 516.196 | 0 | 0 | 80667 | 80667 | 9201 | 2020 | solar PV | TRUE
59565 | N | . | Keen Farm | Keen Farm, LLC | 59306 | NC | SAT | SERC |  | 22 | 2 | NAICS-22 Non-Cogen | PV | SUN | SUN | CPLE | A |  | 0 | 0 | 0 | 0 | 0 | 0 | 0 | 0 | 0 | 0 | 0 | 0 | 0 | 0 | 0 | 0 | 0 | 0 | 0 | 0 | 0 | 0 | 0 | 0 | 0 | 0 | 0 | 0 | 0 | 0 | 0 | 0 | 0 | 0 | 0 | 0 | 4371 | 4492 | 5746 | 7805 | 7811 | 7599 | 8500 | 6825 | 5781 | 5860 | 4901 | 4142 | 4371 | 4492 | 5746 | 7805 | 7811 | 7599 | 8500 | 6825 | 5781 | 5860 | 4901 | 4142 | 498.611 | 512.422 | 655.439 | 890.257 | 890.965 | 866.798 | 969.579 | 778.532 | 659.353 | 668.469 | 559.082 | 472.493 | 0 | 0 | 73833 | 73833 | 8422 | 2020 | solar PV | TRUE
59566 | N | . | Ashley Solar Farm | Ashley Solar Farm, LLC | 59307 | NC | SAT | SERC |  | 22 | 2 | NAICS-22 Non-Cogen | PV | SUN | SUN | DUK | A |  | 0 | 0 | 0 | 0 | 0 | 0 | 0 | 0 | 0 | 0 | 0 | 0 | 0 | 0 | 0 | 0 | 0 | 0 | 0 | 0 | 0 | 0 | 0 | 0 | 0 | 0 | 0 | 0 | 0 | 0 | 0 | 0 | 0 | 0 | 0 | 0 | 3457 | 3553 | 4544 | 6172 | 6177 | 6009 | 6722 | 5397 | 4571 | 4634 | 3876 | 3276 | 3457 | 3553 | 4544 | 6172 | 6177 | 6009 | 6722 | 5397 | 4571 | 4634 | 3876 | 3276 | 394.294 | 405.216 | 518.312 | 704.003 | 704.563 | 685.452 | 766.73 | 615.652 | 521.407 | 528.616 | 442.114 | 373.641 | 0 | 0 | 58388 | 58388 | 6660 | 2020 | solar PV | TRUE
59567 | N | . | Bearford Farm Solar Project | Bearford Farm, LLC | 59308 | NC | SAT | SERC |  | 22 | 2 | NAICS-22 Non-Cogen | PV | SUN | SUN | CPLE | A |  | 0 | 0 | 0 | 0 | 0 | 0 | 0 | 0 | 0 | 0 | 0 | 0 | 0 | 0 | 0 | 0 | 0 | 0 | 0 | 0 | 0 | 0 | 0 | 0 | 0 | 0 | 0 | 0 | 0 | 0 | 0 | 0 | 0 | 0 | 0 | 0 | 4544 | 4669 | 5973 | 8113 | 8119 | 7899 | 8835 | 7094 | 6008 | 6091 | 5095 | 4306 | 4544 | 4669 | 5973 | 8113 | 8119 | 7899 | 8835 | 7094 | 6008 | 6091 | 5095 | 4306 | 518.266 | 532.622 | 681.276 | 925.352 | 926.087 | 900.968 | 1007.801 | 809.222 | 685.345 | 694.82 | 581.122 | 491.119 | 0 | 0 | 76746 | 76746 | 8754 | 2020 | solar PV | TRUE
59570 | N | . | Mocksville Solar | Duke Energy Carolinas, LLC | 5416 | NC | SAT | SERC |  | 22 | 1 | Electric Utility | PV | SUN | SUN | DUK | A |  | 0 | 0 | 0 | 0 | 0 | 0 | 0 | 0 | 0 | 0 | 0 | 0 | 0 | 0 | 0 | 0 | 0 | 0 | 0 | 0 | 0 | 0 | 0 | 0 | 0 | 0 | 0 | 0 | 0 | 0 | 0 | 0 | 0 | 0 | 0 | 0 | 13469 | 13842 | 17705 | 24049 | 24068 | 23415 | 26191 | 21031 | 17811 | 18057 | 15102 | 12763 | 13469 | 13842 | 17705 | 24049 | 24068 | 23415 | 26191 | 21031 | 17811 | 18057 | 15102 | 12763 | 1536.326 | 1578.884 | 2019.548 | 2743.075 | 2745.256 | 2670.792 | 2987.484 | 2398.826 | 2031.608 | 2059.696 | 1722.653 | 1455.852 | 0 | 0 | 227503 | 227503 | 25950 | 2020 | solar PV | TRUE
59573 | N | . | Tisbury Landfill Solar | CF CVEC Owner One LLC | 58894 | MA | NEW | NPCC |  | 22 | 2 | NAICS-22 Non-Cogen | PV | SUN | SUN | ISNE | A |  | 0 | 0 | 0 | 0 | 0 | 0 | 0 | 0 | 0 | 0 | 0 | 0 | 0 | 0 | 0 | 0 | 0 | 0 | 0 | 0 | 0 | 0 | 0 | 0 | 0 | 0 | 0 | 0 | 0 | 0 | 0 | 0 | 0 | 0 | 0 | 0 | 533 | 698 | 1062 | 1018 | 1436 | 1356 | 1336 | 1263 | 1096 | 797 | 570 | 434 | 533 | 698 | 1062 | 1018 | 1436 | 1356 | 1336 | 1263 | 1096 | 797 | 570 | 434 | 60.783 | 79.615 | 121.142 | 116.151 | 163.751 | 154.711 | 152.357 | 144.023 | 125.049 | 90.915 | 65.02 | 49.483 | 0 | 0 | 11599 | 11599 | 1323 | 2020 | solar PV | TRUE
59574 | N | . | Southeast Berrien Generating Facility | North American Natural Res | 13559 | MI | ENC | RFC |  | 22 | 2 | NAICS-22 Non-Cogen | IC | LFG | MLG | PJM | A | mcf | 63896 | 59242 | 63161 | 59295 | 58299 | 53687 | 49022 | 52258 | 48075 | 56936 | 55552 | 61107 | 63896 | 59242 | 63161 | 59295 | 58299 | 53687 | 49022 | 52258 | 48075 | 56936 | 55552 | 61107 | 0.51 | 0.51 | 0.51 | 0.51 | 0.51 | 0.51 | 0.51 | 0.51 | 0.51 | 0.51 | 0.51 | 0.51 | 32587 | 30213 | 32212 | 30240 | 29732 | 27380 | 25001 | 26652 | 24518 | 29037 | 28332 | 31165 | 32587 | 30213 | 32212 | 30240 | 29732 | 27380 | 25001 | 26652 | 24518 | 29037 | 28332 | 31165 | 2405.513 | 2230.309 | 2377.823 | 2232.294 | 2194.8 | 2021.15 | 1845.551 | 1967.348 | 1809.878 | 2143.468 | 2091.359 | 2300.507 | 680530 | 680530 | 347069 | 347069 | 25620 | 2020 | biomass | TRUE
59575 | N | . | Manway Solar Farm | Manway Solar, LLC | 59320 | NC | SAT | SERC |  | 22 | 2 | NAICS-22 Non-Cogen | PV | SUN | SUN | CPLE | A |  | 0 | 0 | 0 | 0 | 0 | 0 | 0 | 0 | 0 | 0 | 0 | 0 | 0 | 0 | 0 | 0 | 0 | 0 | 0 | 0 | 0 | 0 | 0 | 0 | 0 | 0 | 0 | 0 | 0 | 0 | 0 | 0 | 0 | 0 | 0 | 0 | 4770 | 4903 | 6271 | 8518 | 8524 | 8293 | 9276 | 7449 | 6308 | 6396 | 5349 | 4521 | 4770 | 4903 | 6271 | 8518 | 8524 | 8293 | 9276 | 7449 | 6308 | 6396 | 5349 | 4521 | 544.139 | 559.211 | 715.286 | 971.545 | 972.318 | 945.944 | 1058.11 | 849.619 | 719.557 | 729.505 | 610.131 | 515.635 | 0 | 0 | 80578 | 80578 | 9191 | 2020 | solar PV | TRUE
59576 | N | . | Millikan Farm | Cypress Creek Renewables | 61060 | NC | SAT | SERC |  | 22 | 2 | NAICS-22 Non-Cogen | PV | SUN | SUN | DUK | A |  | 0 | 0 | 0 | 0 | 0 | 0 | 0 | 0 | 0 | 0 | 0 | 0 | 0 | 0 | 0 | 0 | 0 | 0 | 0 | 0 | 0 | 0 | 0 | 0 | 0 | 0 | 0 | 0 | 0 | 0 | 0 | 0 | 0 | 0 | 0 | 0 | 4346 | 4466 | 5713 | 7759 | 7766 | 7555 | 8451 | 6786 | 5747 | 5826 | 4873 | 4118 | 4346 | 4466 | 5713 | 7759 | 7766 | 7555 | 8451 | 6786 | 5747 | 5826 | 4873 | 4118 | 495.71 | 509.441 | 651.625 | 885.078 | 885.781 | 861.755 | 963.938 | 774.003 | 655.517 | 664.579 | 555.829 | 469.744 | 0 | 0 | 73406 | 73406 | 8373 | 2020 | solar PV | TRUE
59577 | N | . | Misenheimer Farm | Misenheimer Farm, LLC | 59322 | NC | SAT | SERC |  | 22 | 2 | NAICS-22 Non-Cogen | PV | SUN | SUN | DUK | A |  | 0 | 0 | 0 | 0 | 0 | 0 | 0 | 0 | 0 | 0 | 0 | 0 | 0 | 0 | 0 | 0 | 0 | 0 | 0 | 0 | 0 | 0 | 0 | 0 | 0 | 0 | 0 | 0 | 0 | 0 | 0 | 0 | 0 | 0 | 0 | 0 | 4285 | 4404 | 5633 | 7651 | 7657 | 7449 | 8333 | 6691 | 5667 | 5745 | 4805 | 4061 | 4285 | 4404 | 5633 | 7651 | 7657 | 7449 | 8333 | 6691 | 5667 | 5745 | 4805 | 4061 | 488.782 | 502.322 | 642.52 | 872.71 | 873.404 | 849.713 | 950.469 | 763.187 | 646.357 | 655.293 | 548.063 | 463.18 | 0 | 0 | 72381 | 72381 | 8256 | 2020 | solar PV | TRUE
59578 | N | . | Monroe Moore Farm | Heelstone Energy Holdings, LLC | 59462 | NC | SAT | SERC |  | 22 | 2 | NAICS-22 Non-Cogen | PV | SUN | SUN | DUK | A |  | 0 | 0 | 0 | 0 | 0 | 0 | 0 | 0 | 0 | 0 | 0 | 0 | 0 | 0 | 0 | 0 | 0 | 0 | 0 | 0 | 0 | 0 | 0 | 0 | 0 | 0 | 0 | 0 | 0 | 0 | 0 | 0 | 0 | 0 | 0 | 0 | 4501 | 4626 | 5917 | 8037 | 8043 | 7825 | 8753 | 7028 | 5952 | 6034 | 5047 | 4265 | 4501 | 4626 | 5917 | 8037 | 8043 | 7825 | 8753 | 7028 | 5952 | 6034 | 5047 | 4265 | 513.412 | 527.633 | 674.895 | 916.684 | 917.413 | 892.528 | 998.361 | 801.642 | 678.925 | 688.311 | 575.678 | 486.518 | 0 | 0 | 76028 | 76028 | 8672 | 2020 | solar PV | TRUE
59579 | N | . | Franklin Solar 2 | Franklin Solar 2 LLC | 59324 | NC | SAT | SERC |  | 22 | 2 | NAICS-22 Non-Cogen | PV | SUN | SUN | CPLE | A |  | 0 | 0 | 0 | 0 | 0 | 0 | 0 | 0 | 0 | 0 | 0 | 0 | 0 | 0 | 0 | 0 | 0 | 0 | 0 | 0 | 0 | 0 | 0 | 0 | 0 | 0 | 0 | 0 | 0 | 0 | 0 | 0 | 0 | 0 | 0 | 0 | 1849 | 1901 | 2431 | 3302 | 3305 | 3215 | 3596 | 2888 | 2446 | 2479 | 2074 | 1752 | 1849 | 1901 | 2431 | 3302 | 3305 | 3215 | 3596 | 2888 | 2446 | 2479 | 2074 | 1752 | 210.942 | 216.785 | 277.289 | 376.631 | 376.93 | 366.706 | 410.189 | 329.365 | 278.945 | 282.801 | 236.525 | 199.892 | 0 | 0 | 31238 | 31238 | 3563 | 2020 | solar PV | TRUE
59581 | N | . | Stout Farm | Stout Farm, LLC | 59326 | NC | SAT | SERC |  | 22 | 2 | NAICS-22 Non-Cogen | PV | SUN | SUN | DUK | A |  | 0 | 0 | 0 | 0 | 0 | 0 | 0 | 0 | 0 | 0 | 0 | 0 | 0 | 0 | 0 | 0 | 0 | 0 | 0 | 0 | 0 | 0 | 0 | 0 | 0 | 0 | 0 | 0 | 0 | 0 | 0 | 0 | 0 | 0 | 0 | 0 | 4173 | 4289 | 5486 | 7451 | 7457 | 7255 | 8115 | 6516 | 5518 | 5595 | 4679 | 3954 | 4173 | 4289 | 5486 | 7451 | 7457 | 7255 | 8115 | 6516 | 5518 | 5595 | 4679 | 3954 | 475.995 | 489.18 | 625.71 | 849.877 | 850.553 | 827.482 | 925.602 | 743.22 | 629.446 | 638.149 | 533.724 | 451.062 | 0 | 0 | 70488 | 70488 | 8040 | 2020 | solar PV | TRUE
59583 | N | . | Tart Farm | Tart Farm, LLC | 59328 | NC | SAT | SERC |  | 22 | 2 | NAICS-22 Non-Cogen | PV | SUN | SUN | CPLE | A |  | 0 | 0 | 0 | 0 | 0 | 0 | 0 | 0 | 0 | 0 | 0 | 0 | 0 | 0 | 0 | 0 | 0 | 0 | 0 | 0 | 0 | 0 | 0 | 0 | 0 | 0 | 0 | 0 | 0 | 0 | 0 | 0 | 0 | 0 | 0 | 0 | 4333 | 4453 | 5696 | 7736 | 7742 | 7532 | 8426 | 6765 | 5730 | 5809 | 4858 | 4106 | 4333 | 4453 | 5696 | 7736 | 7742 | 7532 | 8426 | 6765 | 5730 | 5809 | 4858 | 4106 | 494.229 | 507.92 | 649.68 | 882.435 | 883.137 | 859.182 | 961.06 | 771.692 | 653.559 | 662.595 | 554.17 | 468.341 | 0 | 0 | 73186 | 73186 | 8348 | 2020 | solar PV | TRUE
59584 | N | . | Wellons Farm | Wellons Farm, LLC | 59329 | NC | SAT | SERC |  | 22 | 2 | NAICS-22 Non-Cogen | PV | SUN | SUN | DUK | A |  | 0 | 0 | 0 | 0 | 0 | 0 | 0 | 0 | 0 | 0 | 0 | 0 | 0 | 0 | 0 | 0 | 0 | 0 | 0 | 0 | 0 | 0 | 0 | 0 | 0 | 0 | 0 | 0 | 0 | 0 | 0 | 0 | 0 | 0 | 0 | 0 | 5217 | 5362 | 6858 | 9315 | 9323 | 9070 | 10145 | 8146 | 6899 | 6995 | 5850 | 4944 | 5217 | 5362 | 6858 | 9315 | 9323 | 9070 | 10145 | 8146 | 6899 | 6995 | 5850 | 4944 | 595.113 | 611.597 | 782.293 | 1062.558 | 1063.403 | 1034.559 | 1157.233 | 929.21 | 786.964 | 797.844 | 667.287 | 563.939 | 0 | 0 | 88124 | 88124 | 10052 | 2020 | solar PV | TRUE
59586 | N | . | Woodland Church Farm | Woodland Church Farm, LLC | 59331 | NC | SAT | SERC |  | 22 | 2 | NAICS-22 Non-Cogen | PV | SUN | SUN | CPLE | A |  | 0 | 0 | 0 | 0 | 0 | 0 | 0 | 0 | 0 | 0 | 0 | 0 | 0 | 0 | 0 | 0 | 0 | 0 | 0 | 0 | 0 | 0 | 0 | 0 | 0 | 0 | 0 | 0 | 0 | 0 | 0 | 0 | 0 | 0 | 0 | 0 | 4357 | 4477 | 5727 | 7779 | 7785 | 7574 | 8472 | 6803 | 5761 | 5841 | 4885 | 4129 | 4357 | 4477 | 5727 | 7779 | 7785 | 7574 | 8472 | 6803 | 5761 | 5841 | 4885 | 4129 | 496.953 | 510.719 | 653.26 | 887.297 | 888.003 | 863.916 | 966.356 | 775.944 | 657.161 | 666.246 | 557.223 | 470.922 | 0 | 0 | 73590 | 73590 | 8394 | 2020 | solar PV | TRUE
59587 | N | . | Yadkin 601 Farm | Yadkin 601 Farm, LLC | 59332 | NC | SAT | SERC |  | 22 | 2 | NAICS-22 Non-Cogen | PV | SUN | SUN | DUK | A |  | 0 | 0 | 0 | 0 | 0 | 0 | 0 | 0 | 0 | 0 | 0 | 0 | 0 | 0 | 0 | 0 | 0 | 0 | 0 | 0 | 0 | 0 | 0 | 0 | 0 | 0 | 0 | 0 | 0 | 0 | 0 | 0 | 0 | 0 | 0 | 0 | 2690 | 2765 | 3536 | 4803 | 4807 | 4677 | 5231 | 4200 | 3557 | 3607 | 3016 | 2549 | 2690 | 2765 | 3536 | 4803 | 4807 | 4677 | 5231 | 4200 | 3557 | 3607 | 3016 | 2549 | 306.849 | 315.351 | 403.365 | 547.875 | 548.311 | 533.438 | 596.691 | 479.118 | 405.774 | 411.384 | 344.066 | 290.778 | 0 | 0 | 45438 | 45438 | 5183 | 2020 | solar PV | TRUE
59589 | N | . | Rutherford Farm | Southern Power Co | 17650 | NC | SAT | SERC |  | 22 | 2 | NAICS-22 Non-Cogen | PV | SUN | SUN | DUK | M |  | 0 | 0 | 0 | 0 | 0 | 0 | 0 | 0 | 0 | 0 | 0 | 0 | 0 | 0 | 0 | 0 | 0 | 0 | 0 | 0 | 0 | 0 | 0 | 0 | 0 | 0 | 0 | 0 | 0 | 0 | 0 | 0 | 0 | 0 | 0 | 0 | 67900 | 68654 | 83216 | 123019 | 111402 | 118153 | 124342 | 109964 | 97559 | 93903 | 79148 | 74528 | 67900 | 68654 | 83216 | 123019 | 111402 | 118153 | 124342 | 109964 | 97559 | 93903 | 79148 | 74528 | 7745 | 7831 | 9492 | 14032 | 12707 | 13477 | 14183 | 12543 | 11128 | 10711 | 9028 | 8501 | 0 | 0 | 1151788 | 1151788 | 131378 | 2020 | solar PV | TRUE
59591 | N | . | Schell Solar Farm | Heelstone Energy Holdings, LLC | 59462 | NC | SAT | SERC |  | 22 | 2 | NAICS-22 Non-Cogen | PV | SUN | SUN | PJM | A |  | 0 | 0 | 0 | 0 | 0 | 0 | 0 | 0 | 0 | 0 | 0 | 0 | 0 | 0 | 0 | 0 | 0 | 0 | 0 | 0 | 0 | 0 | 0 | 0 | 0 | 0 | 0 | 0 | 0 | 0 | 0 | 0 | 0 | 0 | 0 | 0 | 4284 | 4403 | 5632 | 7649 | 7655 | 7448 | 8331 | 6689 | 5665 | 5744 | 4804 | 4060 | 4284 | 4403 | 5632 | 7649 | 7655 | 7448 | 8331 | 6689 | 5665 | 5744 | 4804 | 4060 | 488.663 | 502.201 | 642.364 | 872.499 | 873.192 | 849.508 | 950.239 | 763.002 | 646.2 | 655.134 | 547.93 | 463.068 | 0 | 0 | 72364 | 72364 | 8254 | 2020 | solar PV | TRUE
59592 | N | . | Sedberry Farm | Heelstone Energy Holdings, LLC | 59462 | NC | SAT | SERC |  | 22 | 2 | NAICS-22 Non-Cogen | PV | SUN | SUN | CPLE | A |  | 0 | 0 | 0 | 0 | 0 | 0 | 0 | 0 | 0 | 0 | 0 | 0 | 0 | 0 | 0 | 0 | 0 | 0 | 0 | 0 | 0 | 0 | 0 | 0 | 0 | 0 | 0 | 0 | 0 | 0 | 0 | 0 | 0 | 0 | 0 | 0 | 4403 | 4525 | 5788 | 7861 | 7868 | 7654 | 8562 | 6875 | 5822 | 5903 | 4937 | 4172 | 4403 | 4525 | 5788 | 7861 | 7868 | 7654 | 8562 | 6875 | 5822 | 5903 | 4937 | 4172 | 502.223 | 516.134 | 660.186 | 896.705 | 897.418 | 873.076 | 976.602 | 784.171 | 664.128 | 673.31 | 563.132 | 475.915 | 0 | 0 | 74370 | 74370 | 8483 | 2020 | solar PV | TRUE
59593 | N | . | Spring Valley Farm 2, LLC | Spring Valley Farm 2, LLC | 59338 | NC | SAT | SERC |  | 22 | 2 | NAICS-22 Non-Cogen | PV | SUN | SUN | CPLE | A |  | 0 | 0 | 0 | 0 | 0 | 0 | 0 | 0 | 0 | 0 | 0 | 0 | 0 | 0 | 0 | 0 | 0 | 0 | 0 | 0 | 0 | 0 | 0 | 0 | 0 | 0 | 0 | 0 | 0 | 0 | 0 | 0 | 0 | 0 | 0 | 0 | 4610 | 4738 | 6060 | 8231 | 8238 | 8014 | 8965 | 7198 | 6096 | 6181 | 5169 | 4369 | 4610 | 4738 | 6060 | 8231 | 8238 | 8014 | 8965 | 7198 | 6096 | 6181 | 5169 | 4369 | 525.842 | 540.41 | 691.238 | 938.882 | 939.629 | 914.142 | 1022.537 | 821.055 | 695.366 | 704.98 | 589.619 | 498.3 | 0 | 0 | 77869 | 77869 | 8882 | 2020 | solar PV | TRUE
59595 | N | . | Stikeleather Farm | Stikeleather Farm, LLC | 59340 | NC | SAT | SERC |  | 22 | 2 | NAICS-22 Non-Cogen | PV | SUN | SUN | DUK | A |  | 0 | 0 | 0 | 0 | 0 | 0 | 0 | 0 | 0 | 0 | 0 | 0 | 0 | 0 | 0 | 0 | 0 | 0 | 0 | 0 | 0 | 0 | 0 | 0 | 0 | 0 | 0 | 0 | 0 | 0 | 0 | 0 | 0 | 0 | 0 | 0 | 4521 | 4647 | 5943 | 8073 | 8079 | 7860 | 8792 | 7060 | 5979 | 6062 | 5070 | 4284 | 4521 | 4647 | 5943 | 8073 | 8079 | 7860 | 8792 | 7060 | 5979 | 6062 | 5070 | 4284 | 515.722 | 530.006 | 677.93 | 920.806 | 921.538 | 896.542 | 1002.851 | 805.247 | 681.978 | 691.407 | 578.267 | 488.706 | 0 | 0 | 76370 | 76370 | 8711 | 2020 | solar PV | TRUE
59597 | N | . | Colton Solar One, LLC | Colton Solar One, LLC | 59345 | CA | PACC | WECC |  | 22 | 2 | NAICS-22 Non-Cogen | PV | SUN | SUN | CISO | A |  | 0 | 0 | 0 | 0 | 0 | 0 | 0 | 0 | 0 | 0 | 0 | 0 | 0 | 0 | 0 | 0 | 0 | 0 | 0 | 0 | 0 | 0 | 0 | 0 | 0 | 0 | 0 | 0 | 0 | 0 | 0 | 0 | 0 | 0 | 0 | 0 | 1977 | 2679 | 2622 | 3304 | 4324 | 4306 | 4864 | 4030 | 3164 | 2925 | 2312 | 1831 | 1977 | 2679 | 2622 | 3304 | 4324 | 4306 | 4864 | 4030 | 3164 | 2925 | 2312 | 1831 | 225.45 | 305.611 | 299.059 | 376.898 | 493.265 | 491.194 | 554.812 | 459.646 | 360.913 | 333.602 | 263.737 | 208.813 | 0 | 0 | 38338 | 38338 | 4373 | 2020 | solar PV | TRUE
59598 | N | . | Colton Solar Two, LLC | Colton Solar Two, LLC | 59346 | CA | PACC | WECC |  | 22 | 2 | NAICS-22 Non-Cogen | PV | SUN | SUN | CISO | A |  | 0 | 0 | 0 | 0 | 0 | 0 | 0 | 0 | 0 | 0 | 0 | 0 | 0 | 0 | 0 | 0 | 0 | 0 | 0 | 0 | 0 | 0 | 0 | 0 | 0 | 0 | 0 | 0 | 0 | 0 | 0 | 0 | 0 | 0 | 0 | 0 | 744 | 1009 | 987 | 1244 | 1629 | 1622 | 1832 | 1518 | 1192 | 1102 | 871 | 689 | 744 | 1009 | 987 | 1244 | 1629 | 1622 | 1832 | 1518 | 1192 | 1102 | 871 | 689 | 84.913 | 115.102 | 112.634 | 141.951 | 185.778 | 184.998 | 208.958 | 173.116 | 135.93 | 125.644 | 99.331 | 78.645 | 0 | 0 | 14439 | 14439 | 1647 | 2020 | solar PV | TRUE
59599 | N | . | Tropico Solar PV Plant | CD Arevon USA, Inc. | 61230 | CA | PACC | WECC |  | 22 | 2 | NAICS-22 Non-Cogen | PV | SUN | SUN | CISO | A |  | 0 | 0 | 0 | 0 | 0 | 0 | 0 | 0 | 0 | 0 | 0 | 0 | 0 | 0 | 0 | 0 | 0 | 0 | 0 | 0 | 0 | 0 | 0 | 0 | 0 | 0 | 0 | 0 | 0 | 0 | 0 | 0 | 0 | 0 | 0 | 0 | 14761 | 20010 | 19581 | 24677 | 32296 | 32161 | 36326 | 30095 | 23631 | 21843 | 17268 | 13672 | 14761 | 20010 | 19581 | 24677 | 32296 | 32161 | 36326 | 30095 | 23631 | 21843 | 17268 | 13672 | 1683.746 | 2282.402 | 2233.469 | 2814.799 | 3683.867 | 3668.396 | 4143.515 | 3432.787 | 2695.416 | 2491.446 | 1969.671 | 1559.486 | 0 | 0 | 286321 | 286321 | 32659 | 2020 | solar PV | TRUE
59600 | N | . | Nicolis Solar PV Plant | CD Arevon USA, Inc. | 61230 | CA | PACC | WECC |  | 22 | 2 | NAICS-22 Non-Cogen | PV | SUN | SUN | CISO | A |  | 0 | 0 | 0 | 0 | 0 | 0 | 0 | 0 | 0 | 0 | 0 | 0 | 0 | 0 | 0 | 0 | 0 | 0 | 0 | 0 | 0 | 0 | 0 | 0 | 0 | 0 | 0 | 0 | 0 | 0 | 0 | 0 | 0 | 0 | 0 | 0 | 21317 | 28897 | 28277 | 35637 | 46640 | 46445 | 52460 | 43462 | 34126 | 31544 | 24937 | 19744 | 21317 | 28897 | 28277 | 35637 | 46640 | 46445 | 52460 | 43462 | 34126 | 31544 | 24937 | 19744 | 2431.559 | 3296.096 | 3225.43 | 4064.949 | 5320 | 5297.659 | 5983.794 | 4957.408 | 3892.544 | 3597.983 | 2844.47 | 2252.108 | 0 | 0 | 413486 | 413486 | 47164 | 2020 | solar PV | TRUE
59601 | N | . | L&D Landfill Solar | Public Service Elec & Gas Co | 15477 | NJ | MAT | RFC |  | 22 | 1 | Electric Utility | PV | SUN | SUN | PJM | A |  | 0 | 0 | 0 | 0 | 0 | 0 | 0 | 0 | 0 | 0 | 0 | 0 | 0 | 0 | 0 | 0 | 0 | 0 | 0 | 0 | 0 | 0 | 0 | 0 | 0 | 0 | 0 | 0 | 0 | 0 | 0 | 0 | 0 | 0 | 0 | 0 | 7555 | 8488 | 12157 | 12642 | 16545 | 17368 | 16358 | 14133 | 12986 | 9378 | 8605 | 5960 | 7555 | 8488 | 12157 | 12642 | 16545 | 17368 | 16358 | 14133 | 12986 | 9378 | 8605 | 5960 | 861.758 | 968.19 | 1386.672 | 1441.986 | 1887.17 | 1981.014 | 1865.808 | 1612.125 | 1481.278 | 1069.664 | 981.542 | 679.793 | 0 | 0 | 142175 | 142175 | 16217 | 2020 | solar PV | TRUE
59603 | N | . | Walters Solar (FLS 260) | Cypress Creek Renewables | 61060 | NC | SAT | SERC |  | 22 | 2 | NAICS-22 Non-Cogen | PV | SUN | SUN | CPLE | A |  | 0 | 0 | 0 | 0 | 0 | 0 | 0 | 0 | 0 | 0 | 0 | 0 | 0 | 0 | 0 | 0 | 0 | 0 | 0 | 0 | 0 | 0 | 0 | 0 | 0 | 0 | 0 | 0 | 0 | 0 | 0 | 0 | 0 | 0 | 0 | 0 | 4431 | 4554 | 5825 | 7911 | 7918 | 7703 | 8616 | 6919 | 5859 | 5940 | 4968 | 4199 | 4431 | 4554 | 5825 | 7911 | 7918 | 7703 | 8616 | 6919 | 5859 | 5940 | 4968 | 4199 | 505.421 | 519.419 | 664.388 | 902.413 | 903.131 | 878.634 | 982.819 | 789.163 | 668.356 | 677.596 | 566.716 | 478.944 | 0 | 0 | 74843 | 74843 | 8537 | 2020 | solar PV | TRUE
59604 | N | . | Stagecoach Solar | Cypress Creek Renewables | 61060 | NC | SAT | SERC |  | 22 | 2 | NAICS-22 Non-Cogen | PV | SUN | SUN | DUK | A |  | 0 | 0 | 0 | 0 | 0 | 0 | 0 | 0 | 0 | 0 | 0 | 0 | 0 | 0 | 0 | 0 | 0 | 0 | 0 | 0 | 0 | 0 | 0 | 0 | 0 | 0 | 0 | 0 | 0 | 0 | 0 | 0 | 0 | 0 | 0 | 0 | 4292 | 4411 | 5643 | 7664 | 7670 | 7462 | 8347 | 6702 | 5676 | 5755 | 4813 | 4068 | 4292 | 4411 | 5643 | 7664 | 7670 | 7462 | 8347 | 6702 | 5676 | 5755 | 4813 | 4068 | 489.612 | 503.174 | 643.609 | 874.19 | 874.885 | 851.154 | 952.081 | 764.481 | 647.453 | 656.404 | 548.992 | 463.965 | 0 | 0 | 72503 | 72503 | 8270 | 2020 | solar PV | TRUE
59605 | N | . | Vicksburg Solar | Cypress Creek Renewables | 61060 | NC | SAT | SERC |  | 22 | 2 | NAICS-22 Non-Cogen | PV | SUN | SUN | CPLE | A |  | 0 | 0 | 0 | 0 | 0 | 0 | 0 | 0 | 0 | 0 | 0 | 0 | 0 | 0 | 0 | 0 | 0 | 0 | 0 | 0 | 0 | 0 | 0 | 0 | 0 | 0 | 0 | 0 | 0 | 0 | 0 | 0 | 0 | 0 | 0 | 0 | 4375 | 4497 | 5752 | 7812 | 7819 | 7606 | 8508 | 6832 | 5786 | 5866 | 4906 | 4146 | 4375 | 4497 | 5752 | 7812 | 7819 | 7606 | 8508 | 6832 | 5786 | 5866 | 4906 | 4146 | 499.084 | 512.909 | 656.061 | 891.103 | 891.811 | 867.622 | 970.5 | 779.272 | 659.979 | 669.104 | 559.613 | 472.942 | 0 | 0 | 73905 | 73905 | 8430 | 2020 | solar PV | TRUE
59606 | N | . | Soul City Solar | Cypress Creek Renewables | 61060 | NC | SAT | SERC |  | 22 | 2 | NAICS-22 Non-Cogen | PV | SUN | SUN | CPLE | A |  | 0 | 0 | 0 | 0 | 0 | 0 | 0 | 0 | 0 | 0 | 0 | 0 | 0 | 0 | 0 | 0 | 0 | 0 | 0 | 0 | 0 | 0 | 0 | 0 | 0 | 0 | 0 | 0 | 0 | 0 | 0 | 0 | 0 | 0 | 0 | 0 | 2626 | 2699 | 3452 | 4689 | 4693 | 4566 | 5107 | 4101 | 3473 | 3521 | 2945 | 2489 | 2626 | 2699 | 3452 | 4689 | 4693 | 4566 | 5107 | 4101 | 3473 | 3521 | 2945 | 2489 | 299.569 | 307.867 | 393.792 | 534.873 | 535.298 | 520.779 | 582.531 | 467.748 | 396.144 | 401.621 | 335.901 | 283.877 | 0 | 0 | 44361 | 44361 | 5060 | 2020 | solar PV | TRUE
59607 | N | . | Maricopa West Solar PV, LLC | Dominion Renewable Energy | 58468 | CA | PACC | WECC |  | 22 | 2 | NAICS-22 Non-Cogen | PV | SUN | SUN | CISO | A |  | 0 | 0 | 0 | 0 | 0 | 0 | 0 | 0 | 0 | 0 | 0 | 0 | 0 | 0 | 0 | 0 | 0 | 0 | 0 | 0 | 0 | 0 | 0 | 0 | 0 | 0 | 0 | 0 | 0 | 0 | 0 | 0 | 0 | 0 | 0 | 0 | 18837 | 25534 | 24986 | 31490 | 41212 | 41039 | 46355 | 38403 | 30154 | 27872 | 22035 | 17446 | 18837 | 25534 | 24986 | 31490 | 41212 | 41039 | 46355 | 38403 | 30154 | 27872 | 22035 | 17446 | 2148.57 | 2912.493 | 2850.051 | 3591.866 | 4700.853 | 4681.111 | 5287.393 | 4380.459 | 3439.525 | 3179.246 | 2513.428 | 1990.005 | 0 | 0 | 365363 | 365363 | 41675 | 2020 | solar PV | TRUE
59610 | N | . | AP North Lake I, LP | AP North Lake I, LP | 59353 | CA | PACC | WECC |  | 22 | 2 | NAICS-22 Non-Cogen | PV | SUN | SUN | CISO | A |  | 0 | 0 | 0 | 0 | 0 | 0 | 0 | 0 | 0 | 0 | 0 | 0 | 0 | 0 | 0 | 0 | 0 | 0 | 0 | 0 | 0 | 0 | 0 | 0 | 0 | 0 | 0 | 0 | 0 | 0 | 0 | 0 | 0 | 0 | 0 | 0 | 19607 | 26578 | 26008 | 32777 | 42897 | 42717 | 48250 | 39974 | 31387 | 29012 | 22936 | 18160 | 19607 | 26578 | 26008 | 32777 | 42897 | 42717 | 48250 | 39974 | 31387 | 29012 | 22936 | 18160 | 2236.423 | 3031.578 | 2966.583 | 3738.729 | 4893.06 | 4872.512 | 5503.583 | 4559.566 | 3580.16 | 3309.238 | 2616.196 | 2071.372 | 0 | 0 | 380303 | 380303 | 43379 | 2020 | solar PV | TRUE
59611 | N | . | LKL BLBD, LLC | LKL BLBD, LLC | 59354 | FL | SAT | SERC |  | 22 | 2 | NAICS-22 Non-Cogen | PV | SUN | SUN | FMPP | A |  | 0 | 0 | 0 | 0 | 0 | 0 | 0 | 0 | 0 | 0 | 0 | 0 | 0 | 0 | 0 | 0 | 0 | 0 | 0 | 0 | 0 | 0 | 0 | 0 | 0 | 0 | 0 | 0 | 0 | 0 | 0 | 0 | 0 | 0 | 0 | 0 | 5804 | 6283 | 8374 | 7588 | 8952 | 7728 | 7923 | 7560 | 6547 | 6389 | 5590 | 6082 | 5804 | 6283 | 8374 | 7588 | 8952 | 7728 | 7923 | 7560 | 6547 | 6389 | 5590 | 6082 | 661.995 | 716.654 | 955.215 | 865.536 | 1021.104 | 881.474 | 903.764 | 862.346 | 746.781 | 728.802 | 637.576 | 693.753 | 0 | 0 | 84820 | 84820 | 9675 | 2020 | solar PV | TRUE
59613 | N | . | Town of Williamson Landfill PV | Goldman Sachs Renewable Power Group | 61944 | NY | MAT | NPCC |  | 562212 | 4 | Commercial NAICS Non-Cogen | PV | SUN | SUN | NYIS | M |  | 0 | 0 | 0 | 0 | 0 | 0 | 0 | 0 | 0 | 0 | 0 | 0 | 0 | 0 | 0 | 0 | 0 | 0 | 0 | 0 | 0 | 0 | 0 | 0 | 0 | 0 | 0 | 0 | 0 | 0 | 0 | 0 | 0 | 0 | 0 | 0 | 316 | 412 | 1271 | 1490 | 1938 | 2257 | 2122 | 1920 | 1385 | 956 | 570 | 254 | 316 | 412 | 1271 | 1490 | 1938 | 2257 | 2122 | 1920 | 1385 | 956 | 570 | 254 | 36 | 47 | 145 | 170 | 221 | 257.4 | 242 | 219 | 158 | 109 | 65 | 29 | 0 | 0 | 14891 | 14891 | 1698.4 | 2020 | solar PV | FALSE
59614 | N | . | Monterey Diesel Generation Facility | Old Dominion Electric Coop | 40229 | VA | SAT | SERC |  | 22 | 1 | Electric Utility | IC | DFO | DFO | PJM | A | barrels | 17 | 9 | 19 | 10 | 26 | 23 | 40 | 39 | 48 | 16 | 33 | 54 | 17 | 9 | 19 | 10 | 26 | 23 | 40 | 39 | 48 | 16 | 33 | 54 | 5.79 | 5.79 | 5.79 | 5.79 | 5.79 | 5.79 | 5.79 | 5.79 | 5.79 | 5.79 | 5.79 | 5.79 | 98 | 52 | 110 | 58 | 151 | 133 | 232 | 226 | 278 | 93 | 191 | 313 | 98 | 52 | 110 | 58 | 151 | 133 | 232 | 226 | 278 | 93 | 191 | 313 | 10.252 | 5.694 | 11.386 | 6.316 | 15.955 | 13.976 | 24.607 | 23.751 | 29.264 | 9.714 | 20.22 | 32.865 | 334 | 334 | 1935 | 1935 | 204 | 2020 | petroleum | TRUE
59618 | N | . | Meadow Lake Solar Energy Center | PNM Resources | 59300 | NM | MTN | WECC |  | 22 | 1 | Electric Utility | PV | SUN | SUN | PNM | A |  | 0 | 0 | 0 | 0 | 0 | 0 | 0 | 0 | 0 | 0 | 0 | 0 | 0 | 0 | 0 | 0 | 0 | 0 | 0 | 0 | 0 | 0 | 0 | 0 | 0 | 0 | 0 | 0 | 0 | 0 | 0 | 0 | 0 | 0 | 0 | 0 | 13062 | 13719 | 15680 | 21805 | 24305 | 22840 | 22334 | 21095 | 18573 | 17762 | 14271 | 13160 | 13062 | 13719 | 15680 | 21805 | 24305 | 22840 | 22334 | 21095 | 18573 | 17762 | 14271 | 13160 | 1489.948 | 1564.885 | 1788.473 | 2487.113 | 2772.337 | 2605.232 | 2547.48 | 2406.137 | 2118.491 | 2025.98 | 1627.828 | 1501.096 | 0 | 0 | 218606 | 218606 | 24935 | 2020 | solar PV | TRUE
59619 | N | . | Cibola | PNM Resources | 59300 | NM | MTN | WECC |  | 22 | 1 | Electric Utility | PV | SUN | SUN | PNM | A |  | 0 | 0 | 0 | 0 | 0 | 0 | 0 | 0 | 0 | 0 | 0 | 0 | 0 | 0 | 0 | 0 | 0 | 0 | 0 | 0 | 0 | 0 | 0 | 0 | 0 | 0 | 0 | 0 | 0 | 0 | 0 | 0 | 0 | 0 | 0 | 0 | 10758 | 11300 | 12914 | 17959 | 20018 | 18812 | 18395 | 17374 | 15297 | 14629 | 11754 | 10839 | 10758 | 11300 | 12914 | 17959 | 20018 | 18812 | 18395 | 17374 | 15297 | 14629 | 11754 | 10839 | 1227.151 | 1288.873 | 1473.025 | 2048.44 | 2283.356 | 2145.725 | 2098.159 | 1981.746 | 1744.835 | 1668.641 | 1340.714 | 1236.335 | 0 | 0 | 180049 | 180049 | 20537 | 2020 | solar PV | TRUE
59620 | N | . | South Milford Solar Plant | REUT Origination, LLC | 59358 | UT | MTN | WECC |  | 22 | 2 | NAICS-22 Non-Cogen | PV | SUN | SUN | PACE | A |  | 0 | 0 | 0 | 0 | 0 | 0 | 0 | 0 | 0 | 0 | 0 | 0 | 0 | 0 | 0 | 0 | 0 | 0 | 0 | 0 | 0 | 0 | 0 | 0 | 0 | 0 | 0 | 0 | 0 | 0 | 0 | 0 | 0 | 0 | 0 | 0 | 1547 | 2139 | 2361 | 2963 | 3200 | 3508 | 3614 | 3431 | 2913 | 2521 | 1503 | 1327 | 1547 | 2139 | 2361 | 2963 | 3200 | 3508 | 3614 | 3431 | 2913 | 2521 | 1503 | 1327 | 176.412 | 243.967 | 269.296 | 337.954 | 365.047 | 400.173 | 412.233 | 391.315 | 332.276 | 287.503 | 171.482 | 151.342 | 0 | 0 | 31027 | 31027 | 3539 | 2020 | solar PV | TRUE
59621 | N | . | TX Jumbo Road Wind | TX Jumbo Road Wind, LLC | 59871 | TX | WSC | TRE |  | 22 | 2 | NAICS-22 Non-Cogen | WT | WND | WND | ERCO | M |  | 0 | 0 | 0 | 0 | 0 | 0 | 0 | 0 | 0 | 0 | 0 | 0 | 0 | 0 | 0 | 0 | 0 | 0 | 0 | 0 | 0 | 0 | 0 | 0 | 0 | 0 | 0 | 0 | 0 | 0 | 0 | 0 | 0 | 0 | 0 | 0 | 825220 | 701307 | 786251 | 773942 | 694688 | 977293 | 532595 | 667300 | 578455 | 719657 | 868669 | 756084 | 825220 | 701307 | 786251 | 773942 | 694688 | 977293 | 532595 | 667300 | 578455 | 719657 | 868669 | 756084 | 94128 | 79994 | 89683 | 88279 | 79239 | 111474 | 60750 | 76115 | 65981 | 82087 | 99084 | 86242 | 0 | 0 | 8881461 | 8881461 | 1013056 | 2020 | onshore wind | TRUE
59622 | N | . | Future Generation Wind | Consolidated Edison Solutions Inc | 57365 | MA | NEW | NPCC |  | 22 | 2 | NAICS-22 Non-Cogen | WT | WND | WND | ISNE | A |  | 0 | 0 | 0 | 0 | 0 | 0 | 0 | 0 | 0 | 0 | 0 | 0 | 0 | 0 | 0 | 0 | 0 | 0 | 0 | 0 | 0 | 0 | 0 | 0 | 0 | 0 | 0 | 0 | 0 | 0 | 0 | 0 | 0 | 0 | 0 | 0 | 8287 | 8831 | 11127 | 12785 | 10607 | 5852 | 6153 | 6923 | 7763 | 8259 | 13685 | 12568 | 8287 | 8831 | 11127 | 12785 | 10607 | 5852 | 6153 | 6923 | 7763 | 8259 | 13685 | 12568 | 945.21 | 1007.301 | 1269.185 | 1458.292 | 1209.927 | 667.54 | 701.865 | 789.618 | 885.467 | 942.053 | 1560.941 | 1433.601 | 0 | 0 | 112840 | 112840 | 12871 | 2020 | onshore wind | TRUE
59623 | N | . | Clarkson Solar | Clarkson Solar LLC | 59360 | NY | MAT | NPCC |  | 22 | 2 | NAICS-22 Non-Cogen | PV | SUN | SUN | NYIS | A |  | 0 | 0 | 0 | 0 | 0 | 0 | 0 | 0 | 0 | 0 | 0 | 0 | 0 | 0 | 0 | 0 | 0 | 0 | 0 | 0 | 0 | 0 | 0 | 0 | 0 | 0 | 0 | 0 | 0 | 0 | 0 | 0 | 0 | 0 | 0 | 0 | 900 | 1005 | 1453 | 1457 | 1913 | 1923 | 1829 | 1553 | 1527 | 1084 | 998 | 675 | 900 | 1005 | 1453 | 1457 | 1913 | 1923 | 1829 | 1553 | 1527 | 1084 | 998 | 675 | 102.635 | 114.589 | 165.685 | 166.138 | 218.171 | 219.325 | 208.597 | 177.113 | 174.179 | 123.659 | 113.878 | 77.031 | 0 | 0 | 16317 | 16317 | 1861 | 2020 | solar PV | TRUE
59624 | N | . | Twiss Street Solar | Citizens Enterprises Corporation | 58871 | MA | NEW | NPCC |  | 22 | 2 | NAICS-22 Non-Cogen | PV | SUN | SUN | ISNE | A |  | 0 | 0 | 0 | 0 | 0 | 0 | 0 | 0 | 0 | 0 | 0 | 0 | 0 | 0 | 0 | 0 | 0 | 0 | 0 | 0 | 0 | 0 | 0 | 0 | 0 | 0 | 0 | 0 | 0 | 0 | 0 | 0 | 0 | 0 | 0 | 0 | 1009 | 1322 | 2012 | 1929 | 2719 | 2569 | 2530 | 2392 | 2077 | 1510 | 1080 | 822 | 1009 | 1322 | 2012 | 1929 | 2719 | 2569 | 2530 | 2392 | 2077 | 1510 | 1080 | 822 | 115.134 | 150.806 | 229.464 | 220.011 | 310.173 | 293.05 | 288.591 | 272.806 | 236.866 | 172.209 | 123.16 | 93.73 | 0 | 0 | 21971 | 21971 | 2506 | 2020 | solar PV | TRUE
59625 | N | . | Chicopee River Solar | Citizens Enterprises Corporation | 58871 | MA | NEW | NPCC |  | 22 | 2 | NAICS-22 Non-Cogen | PV | SUN | SUN | ISNE | A |  | 0 | 0 | 0 | 0 | 0 | 0 | 0 | 0 | 0 | 0 | 0 | 0 | 0 | 0 | 0 | 0 | 0 | 0 | 0 | 0 | 0 | 0 | 0 | 0 | 0 | 0 | 0 | 0 | 0 | 0 | 0 | 0 | 0 | 0 | 0 | 0 | 1243 | 1629 | 2478 | 2376 | 3350 | 3165 | 3117 | 2946 | 2558 | 1860 | 1330 | 1012 | 1243 | 1629 | 2478 | 2376 | 3350 | 3165 | 3117 | 2946 | 2558 | 1860 | 1330 | 1012 | 141.827 | 185.769 | 282.664 | 271.019 | 382.085 | 360.992 | 355.499 | 336.055 | 291.782 | 212.135 | 151.713 | 115.46 | 0 | 0 | 27064 | 27064 | 3087 | 2020 | solar PV | TRUE
59626 | N | . | Chicopee Granby Road Solar | Citizens Enterprises Corporation | 58871 | MA | NEW | NPCC |  | 22 | 2 | NAICS-22 Non-Cogen | PV | SUN | SUN | ISNE | A |  | 0 | 0 | 0 | 0 | 0 | 0 | 0 | 0 | 0 | 0 | 0 | 0 | 0 | 0 | 0 | 0 | 0 | 0 | 0 | 0 | 0 | 0 | 0 | 0 | 0 | 0 | 0 | 0 | 0 | 0 | 0 | 0 | 0 | 0 | 0 | 0 | 1026 | 1344 | 2045 | 1960 | 2764 | 2611 | 2571 | 2431 | 2111 | 1534 | 1097 | 835 | 1026 | 1344 | 2045 | 1960 | 2764 | 2611 | 2571 | 2431 | 2111 | 1534 | 1097 | 835 | 117.017 | 153.273 | 233.218 | 223.61 | 315.248 | 297.845 | 293.313 | 277.27 | 240.741 | 175.027 | 125.175 | 95.263 | 0 | 0 | 22329 | 22329 | 2547 | 2020 | solar PV | TRUE
59627 | N | . | Harmony | NJR Clean Energy Ventures Corporation | 56990 | NJ | MAT | RFC |  | 22 | 2 | NAICS-22 Non-Cogen | PV | SUN | SUN | PJM | A |  | 0 | 0 | 0 | 0 | 0 | 0 | 0 | 0 | 0 | 0 | 0 | 0 | 0 | 0 | 0 | 0 | 0 | 0 | 0 | 0 | 0 | 0 | 0 | 0 | 0 | 0 | 0 | 0 | 0 | 0 | 0 | 0 | 0 | 0 | 0 | 0 | 2062 | 2317 | 3319 | 3451 | 4516 | 4741 | 4465 | 3858 | 3545 | 2560 | 2349 | 1627 | 2062 | 2317 | 3319 | 3451 | 4516 | 4741 | 4465 | 3858 | 3545 | 2560 | 2349 | 1627 | 235.248 | 264.302 | 378.541 | 393.641 | 515.169 | 540.787 | 509.338 | 440.086 | 404.367 | 292.002 | 267.946 | 185.573 | 0 | 0 | 38810 | 38810 | 4427 | 2020 | solar PV | TRUE
59628 | N | . | Hanover | NJR Clean Energy Ventures Corporation | 56990 | NJ | MAT | RFC |  | 22 | 2 | NAICS-22 Non-Cogen | PV | SUN | SUN | PJM | A |  | 0 | 0 | 0 | 0 | 0 | 0 | 0 | 0 | 0 | 0 | 0 | 0 | 0 | 0 | 0 | 0 | 0 | 0 | 0 | 0 | 0 | 0 | 0 | 0 | 0 | 0 | 0 | 0 | 0 | 0 | 0 | 0 | 0 | 0 | 0 | 0 | 3430 | 3854 | 5520 | 5740 | 7512 | 7885 | 7427 | 6417 | 5896 | 4258 | 3907 | 2706 | 3430 | 3854 | 5520 | 5740 | 7512 | 7885 | 7427 | 6417 | 5896 | 4258 | 3907 | 2706 | 391.266 | 439.587 | 629.59 | 654.704 | 856.831 | 899.439 | 847.132 | 731.953 | 672.544 | 485.659 | 445.649 | 308.646 | 0 | 0 | 64552 | 64552 | 7363 | 2020 | solar PV | TRUE
59629 | N | . | Jericho Rise Wind Farm LLC | Jericho Rise Wind Farm LLC | 59362 | NY | MAT | NPCC |  | 22 | 2 | NAICS-22 Non-Cogen | WT | WND | WND | NYIS | M |  | 0 | 0 | 0 | 0 | 0 | 0 | 0 | 0 | 0 | 0 | 0 | 0 | 0 | 0 | 0 | 0 | 0 | 0 | 0 | 0 | 0 | 0 | 0 | 0 | 0 | 0 | 0 | 0 | 0 | 0 | 0 | 0 | 0 | 0 | 0 | 0 | 108027 | 173008 | 190691 | 211109 | 155842 | 105222 | 135319 | 120222 | 161269 | 146453 | 266552 | 197634 | 108027 | 173008 | 190691 | 211109 | 155842 | 105222 | 135319 | 120222 | 161269 | 146453 | 266552 | 197634 | 12322 | 19734 | 21751 | 24080 | 17776 | 12002 | 15435 | 13713 | 18395 | 16705 | 30404 | 22543 | 0 | 0 | 1971348 | 1971348 | 224860 | 2020 | onshore wind | TRUE
59630 | N | . | CentraState Medical Center PV Facility | CleanCapital | 62060 | NJ | MAT | RFC |  | 441 | 4 | Commercial NAICS Non-Cogen | PV | SUN | SUN | PJM | A |  | 0 | 0 | 0 | 0 | 0 | 0 | 0 | 0 | 0 | 0 | 0 | 0 | 0 | 0 | 0 | 0 | 0 | 0 | 0 | 0 | 0 | 0 | 0 | 0 | 0 | 0 | 0 | 0 | 0 | 0 | 0 | 0 | 0 | 0 | 0 | 0 | 3369 | 3785 | 5421 | 5637 | 7377 | 7744 | 7294 | 6302 | 5790 | 4181 | 3837 | 2657 | 3369 | 3785 | 5421 | 5637 | 7377 | 7744 | 7294 | 6302 | 5790 | 4181 | 3837 | 2657 | 384.249 | 431.707 | 618.303 | 642.967 | 841.471 | 883.315 | 831.945 | 718.831 | 660.487 | 476.952 | 437.66 | 303.113 | 0 | 0 | 63394 | 63394 | 7231 | 2020 | solar PV | FALSE
59631 | N | . | Imclone Solar Electric Facility | CVI CleanCapital Solar 5 LLC | 63069 | NJ | MAT | RFC |  | 441 | 4 | Commercial NAICS Non-Cogen | PV | SUN | SUN | PJM | A |  | 0 | 0 | 0 | 0 | 0 | 0 | 0 | 0 | 0 | 0 | 0 | 0 | 0 | 0 | 0 | 0 | 0 | 0 | 0 | 0 | 0 | 0 | 0 | 0 | 0 | 0 | 0 | 0 | 0 | 0 | 0 | 0 | 0 | 0 | 0 | 0 | 6163 | 6924 | 9916 | 10312 | 13495 | 14166 | 13343 | 11529 | 10593 | 7649 | 7019 | 4861 | 6163 | 6924 | 9916 | 10312 | 13495 | 14166 | 13343 | 11529 | 10593 | 7649 | 7019 | 4861 | 702.925 | 789.741 | 1131.09 | 1176.209 | 1539.341 | 1615.888 | 1521.915 | 1314.99 | 1208.26 | 872.511 | 800.631 | 554.499 | 0 | 0 | 115970 | 115970 | 13228 | 2020 | solar PV | FALSE
59632 | N | . | Midwest Energy Community Solar Array | Midwest Energy Inc | 12524 | KS | WNC | MRO |  | 22 | 1 | Electric Utility | PV | SUN | SUN | SWPP | M |  | 0 | 0 | 0 | 0 | 0 | 0 | 0 | 0 | 0 | 0 | 0 | 0 | 0 | 0 | 0 | 0 | 0 | 0 | 0 | 0 | 0 | 0 | 0 | 0 | 0 | 0 | 0 | 0 | 0 | 0 | 0 | 0 | 0 | 0 | 0 | 0 | 482 | 1017 | 245 | 0 | 0 | 0 | 0 | 44 | 1631 | 1157 | 991 | 780 | 482 | 1017 | 245 | 0 | 0 | 0 | 0 | 44 | 1631 | 1157 | 991 | 780 | 55 | 116 | 28 | 0 | 0 | 0 | 0 | 5 | 186 | 132 | 113 | 89 | 0 | 0 | 6347 | 6347 | 724 | 2020 | solar PV | TRUE
59633 | N | . | Kettleman Solar -Centaurus | EE Kettleman California LLC | 59381 | CA | PACC | WECC |  | 22 | 2 | NAICS-22 Non-Cogen | PV | SUN | SUN | CISO | A |  | 0 | 0 | 0 | 0 | 0 | 0 | 0 | 0 | 0 | 0 | 0 | 0 | 0 | 0 | 0 | 0 | 0 | 0 | 0 | 0 | 0 | 0 | 0 | 0 | 0 | 0 | 0 | 0 | 0 | 0 | 0 | 0 | 0 | 0 | 0 | 0 | 21798 | 29548 | 28915 | 36441 | 47692 | 47491 | 53642 | 44441 | 34895 | 32254 | 25500 | 20189 | 21798 | 29548 | 28915 | 36441 | 47692 | 47491 | 53642 | 44441 | 34895 | 32254 | 25500 | 20189 | 2486.36 | 3370.385 | 3298.126 | 4156.567 | 5439.905 | 5417.06 | 6118.659 | 5069.14 | 3980.275 | 3679.076 | 2908.58 | 2302.867 | 0 | 0 | 422806 | 422806 | 48227 | 2020 | solar PV | TRUE
59634 | N | . | Sandstone Solar | Sustainable Power Group, LLC | 58661 | AZ | MTN | WECC |  | 22 | 2 | NAICS-22 Non-Cogen | PV | SUN | SUN | SRP | A |  | 0 | 0 | 0 | 0 | 0 | 0 | 0 | 0 | 0 | 0 | 0 | 0 | 0 | 0 | 0 | 0 | 0 | 0 | 0 | 0 | 0 | 0 | 0 | 0 | 0 | 0 | 0 | 0 | 0 | 0 | 0 | 0 | 0 | 0 | 0 | 0 | 63957 | 73859 | 83335 | 111399 | 120666 | 115284 | 115521 | 106205 | 95959 | 90463 | 64606 | 57349 | 63957 | 73859 | 83335 | 111399 | 120666 | 115284 | 115521 | 106205 | 95959 | 90463 | 64606 | 57349 | 7295.187 | 8424.611 | 9505.545 | 12706.579 | 13763.65 | 13149.798 | 13176.748 | 12114.192 | 10945.471 | 10318.615 | 7369.174 | 6541.43 | 0 | 0 | 1098603 | 1098603 | 125311 | 2020 | solar PV | TRUE
59635 | N | . | Clinton LFGTE | Wabash Valley Power Assn, Inc | 40211 | IL | ENC | SERC |  | 22 | 1 | Electric Utility | IC | LFG | MLG | MISO | M | mcf | 40989 | 36851 | 35712 | 37362 | 37364 | 32935 | 39858 | 32848 | 31571 | 39586 | 38635 | 27956 | 40989 | 36851 | 35712 | 37362 | 37364 | 32935 | 39858 | 32848 | 31571 | 39586 | 38635 | 27956 | 0.55 | 0.55 | 0.55 | 0.55 | 0.55 | 0.55 | 0.55 | 0.55 | 0.55 | 0.55 | 0.55 | 0.55 | 22544 | 20268 | 19642 | 20549 | 20550 | 18114 | 21922 | 18066 | 17364 | 21772 | 21249 | 15376 | 22544 | 20268 | 19642 | 20549 | 20550 | 18114 | 21922 | 18066 | 17364 | 21772 | 21249 | 15376 | 2147 | 1930 | 1871 | 1957 | 1957 | 1725 | 2088 | 1721 | 1654 | 2074 | 2024 | 1464 | 431667 | 431667 | 237416 | 237416 | 22612 | 2020 | biomass | TRUE
59636 | N | . | Charlton Solar I CSG | Charlton Solar I, LLC | 59388 | MA | NEW | NPCC |  | 22 | 2 | NAICS-22 Non-Cogen | PV | SUN | SUN | ISNE | A |  | 0 | 0 | 0 | 0 | 0 | 0 | 0 | 0 | 0 | 0 | 0 | 0 | 0 | 0 | 0 | 0 | 0 | 0 | 0 | 0 | 0 | 0 | 0 | 0 | 0 | 0 | 0 | 0 | 0 | 0 | 0 | 0 | 0 | 0 | 0 | 0 | 2216 | 2903 | 4417 | 4235 | 5970 | 5641 | 5555 | 5251 | 4559 | 3315 | 2371 | 1804 | 2216 | 2903 | 4417 | 4235 | 5970 | 5641 | 5555 | 5251 | 4559 | 3315 | 2371 | 1804 | 252.779 | 331.099 | 503.795 | 483.04 | 680.995 | 643.401 | 633.611 | 598.954 | 520.047 | 378.091 | 270.401 | 205.787 | 0 | 0 | 48237 | 48237 | 5502 | 2020 | solar PV | TRUE
59637 | N | . | Adams Wind | MidAmerican Energy Co | 12341 | IA | WNC | MRO |  | 22 | 1 | Electric Utility | WT | WND | WND | MISO | A |  | 0 | 0 | 0 | 0 | 0 | 0 | 0 | 0 | 0 | 0 | 0 | 0 | 0 | 0 | 0 | 0 | 0 | 0 | 0 | 0 | 0 | 0 | 0 | 0 | 0 | 0 | 0 | 0 | 0 | 0 | 0 | 0 | 0 | 0 | 0 | 0 | 269585 | 325237 | 324559 | 322998 | 285699 | 335125 | 183586 | 248105 | 319613 | 356902 | 408359 | 315066 | 269585 | 325237 | 324559 | 322998 | 285699 | 335125 | 183586 | 248105 | 319613 | 356902 | 408359 | 315066 | 30750.009 | 37097.9 | 37020.552 | 36842.523 | 32588.031 | 38225.696 | 20940.606 | 28299.854 | 36456.316 | 40709.735 | 46579.107 | 35937.671 | 0 | 0 | 3694834 | 3694834 | 421448 | 2020 | onshore wind | TRUE
59638 | N | . | Coronal Lost Hills | CD Arevon USA, Inc. | 61230 | CA | PACC | WECC |  | 22 | 2 | NAICS-22 Non-Cogen | PV | SUN | SUN | CISO | A |  | 0 | 0 | 0 | 0 | 0 | 0 | 0 | 0 | 0 | 0 | 0 | 0 | 0 | 0 | 0 | 0 | 0 | 0 | 0 | 0 | 0 | 0 | 0 | 0 | 0 | 0 | 0 | 0 | 0 | 0 | 0 | 0 | 0 | 0 | 0 | 0 | 20955 | 28405 | 27796 | 35031 | 45846 | 45654 | 51567 | 42722 | 33545 | 31006 | 24513 | 19408 | 20955 | 28405 | 27796 | 35031 | 45846 | 45654 | 51567 | 42722 | 33545 | 31006 | 24513 | 19408 | 2390.159 | 3239.978 | 3170.515 | 3995.741 | 5229.424 | 5207.463 | 5881.915 | 4873.005 | 3826.27 | 3536.725 | 2796.041 | 2213.764 | 0 | 0 | 406448 | 406448 | 46361 | 2020 | solar PV | TRUE
59639 | N | . | 631 Owner Turbine | Philips Lightolier | 59395 | MA | NEW | NPCC |  | 335 | 6 | Industrial NAICS Non-Cogen | WT | WND | WND | ISNE | A |  | 0 | 0 | 0 | 0 | 0 | 0 | 0 | 0 | 0 | 0 | 0 | 0 | 0 | 0 | 0 | 0 | 0 | 0 | 0 | 0 | 0 | 0 | 0 | 0 | 0 | 0 | 0 | 0 | 0 | 0 | 0 | 0 | 0 | 0 | 0 | 0 | 268 | 285 | 360 | 413 | 343 | 189 | 199 | 224 | 251 | 267 | 442 | 406 | 268 | 285 | 360 | 413 | 343 | 189 | 199 | 224 | 251 | 267 | 442 | 406 | 30.549 | 32.557 | 41.021 | 47.133 | 39.106 | 21.575 | 22.685 | 25.521 | 28.619 | 30.448 | 50.451 | 46.335 | 0 | 0 | 3647 | 3647 | 416 | 2020 | onshore wind | FALSE
59641 | N | . | Garysburg Solar | Garysburg Solar LLC | 59402 | NC | SAT | SERC |  | 22 | 2 | NAICS-22 Non-Cogen | PV | SUN | SUN | PJM | A |  | 0 | 0 | 0 | 0 | 0 | 0 | 0 | 0 | 0 | 0 | 0 | 0 | 0 | 0 | 0 | 0 | 0 | 0 | 0 | 0 | 0 | 0 | 0 | 0 | 0 | 0 | 0 | 0 | 0 | 0 | 0 | 0 | 0 | 0 | 0 | 0 | 4452 | 4576 | 5853 | 7949 | 7956 | 7740 | 8658 | 6952 | 5888 | 5969 | 4992 | 4219 | 4452 | 4576 | 5853 | 7949 | 7956 | 7740 | 8658 | 6952 | 5888 | 5969 | 4992 | 4219 | 507.846 | 521.914 | 667.579 | 906.747 | 907.468 | 882.854 | 987.539 | 792.953 | 671.566 | 680.851 | 569.438 | 481.245 | 0 | 0 | 75204 | 75204 | 8578 | 2020 | solar PV | TRUE
59642 | N | . | Gaston Solar | Gaston Solar LLC | 59403 | NC | SAT | SERC |  | 22 | 2 | NAICS-22 Non-Cogen | PV | SUN | SUN | PJM | A |  | 0 | 0 | 0 | 0 | 0 | 0 | 0 | 0 | 0 | 0 | 0 | 0 | 0 | 0 | 0 | 0 | 0 | 0 | 0 | 0 | 0 | 0 | 0 | 0 | 0 | 0 | 0 | 0 | 0 | 0 | 0 | 0 | 0 | 0 | 0 | 0 | 4606 | 4734 | 6055 | 8224 | 8230 | 8007 | 8957 | 7192 | 6091 | 6175 | 5165 | 4365 | 4606 | 4734 | 6055 | 8224 | 8230 | 8007 | 8957 | 7192 | 6091 | 6175 | 5165 | 4365 | 525.372 | 539.923 | 690.615 | 938.036 | 938.782 | 913.318 | 1021.616 | 820.315 | 694.739 | 704.345 | 589.088 | 497.851 | 0 | 0 | 77801 | 77801 | 8874 | 2020 | solar PV | TRUE
59643 | N | . | Seaboard Solar LLC | Seaboard Solar LLC | 59404 | NC | SAT | SERC |  | 22 | 2 | NAICS-22 Non-Cogen | PV | SUN | SUN | PJM | A |  | 0 | 0 | 0 | 0 | 0 | 0 | 0 | 0 | 0 | 0 | 0 | 0 | 0 | 0 | 0 | 0 | 0 | 0 | 0 | 0 | 0 | 0 | 0 | 0 | 0 | 0 | 0 | 0 | 0 | 0 | 0 | 0 | 0 | 0 | 0 | 0 | 4567 | 4694 | 6003 | 8154 | 8161 | 7939 | 8881 | 7131 | 6039 | 6123 | 5121 | 4328 | 4567 | 4694 | 6003 | 8154 | 8161 | 7939 | 8881 | 7131 | 6039 | 6123 | 5121 | 4328 | 520.932 | 535.36 | 684.778 | 930.108 | 930.848 | 905.599 | 1012.981 | 813.382 | 688.868 | 698.392 | 584.109 | 493.643 | 0 | 0 | 77141 | 77141 | 8799 | 2020 | solar PV | TRUE
59645 | N | . | Mt Olive Solar 1 | Cypress Creek Renewables | 61060 | NC | SAT | SERC |  | 22 | 2 | NAICS-22 Non-Cogen | PV | SUN | SUN | CPLE | A |  | 0 | 0 | 0 | 0 | 0 | 0 | 0 | 0 | 0 | 0 | 0 | 0 | 0 | 0 | 0 | 0 | 0 | 0 | 0 | 0 | 0 | 0 | 0 | 0 | 0 | 0 | 0 | 0 | 0 | 0 | 0 | 0 | 0 | 0 | 0 | 0 | 4200 | 4316 | 5521 | 7499 | 7505 | 7301 | 8167 | 6558 | 5554 | 5631 | 4709 | 3980 | 4200 | 4316 | 5521 | 7499 | 7505 | 7301 | 8167 | 6558 | 5554 | 5631 | 4709 | 3980 | 479.074 | 492.344 | 629.757 | 855.374 | 856.054 | 832.834 | 931.588 | 748.027 | 633.517 | 642.276 | 537.176 | 453.979 | 0 | 0 | 70941 | 70941 | 8092 | 2020 | solar PV | TRUE
59646 | N | . | FLS Solar 230 (Warren) | Cypress Creek Renewables | 61060 | NC | SAT | SERC |  | 22 | 2 | NAICS-22 Non-Cogen | PV | SUN | SUN | CPLE | A |  | 0 | 0 | 0 | 0 | 0 | 0 | 0 | 0 | 0 | 0 | 0 | 0 | 0 | 0 | 0 | 0 | 0 | 0 | 0 | 0 | 0 | 0 | 0 | 0 | 0 | 0 | 0 | 0 | 0 | 0 | 0 | 0 | 0 | 0 | 0 | 0 | 4303 | 4422 | 5656 | 7683 | 7689 | 7480 | 8367 | 6718 | 5690 | 5769 | 4825 | 4077 | 4303 | 4422 | 5656 | 7683 | 7689 | 7480 | 8367 | 6718 | 5690 | 5769 | 4825 | 4077 | 490.795 | 504.391 | 645.166 | 876.304 | 877.001 | 853.213 | 954.383 | 766.33 | 649.019 | 657.991 | 550.32 | 465.087 | 0 | 0 | 72679 | 72679 | 8290 | 2020 | solar PV | TRUE
59647 | N | . | Stillwater Energy Center | Stillwater Utilities Authority | 18125 | OK | WSC | MRO |  | 22 | 1 | Electric Utility | IC | NG | NG | SWPP | A | mcf | 26606 | 24231 | 22507 | 17627 | 23093 | 26374 | 36723 | 30910 | 23911 | 17892 | 12953 | 20904 | 26606 | 24231 | 22507 | 17627 | 23093 | 26374 | 36723 | 30910 | 23911 | 17892 | 12953 | 20904 | 1.02 | 1.02 | 1.02 | 1.02 | 1.02 | 1.02 | 1.02 | 1.02 | 1.02 | 1.02 | 1.02 | 1.02 | 27138 | 24716 | 22957 | 17980 | 23555 | 26901 | 37457 | 31528 | 24389 | 18250 | 13212 | 21322 | 27138 | 24716 | 22957 | 17980 | 23555 | 26901 | 37457 | 31528 | 24389 | 18250 | 13212 | 21322 | 2865.64 | 2610.086 | 2424.362 | 1898.662 | 2487.505 | 2840.902 | 3955.631 | 3329.488 | 2575.574 | 1927.253 | 1395.199 | 2251.698 | 283731 | 283731 | 289405 | 289405 | 30562 | 2020 | natural gas peaker | TRUE
59648 | N | . | Tarboro Solar | Tarboro Solar LLC | 59412 | NC | SAT | SERC |  | 22 | 2 | NAICS-22 Non-Cogen | PV | SUN | SUN | PJM | A |  | 0 | 0 | 0 | 0 | 0 | 0 | 0 | 0 | 0 | 0 | 0 | 0 | 0 | 0 | 0 | 0 | 0 | 0 | 0 | 0 | 0 | 0 | 0 | 0 | 0 | 0 | 0 | 0 | 0 | 0 | 0 | 0 | 0 | 0 | 0 | 0 | 4165 | 4280 | 5475 | 7436 | 7442 | 7240 | 8099 | 6503 | 5507 | 5584 | 4670 | 3947 | 4165 | 4280 | 5475 | 7436 | 7442 | 7240 | 8099 | 6503 | 5507 | 5584 | 4670 | 3947 | 475.046 | 488.207 | 624.464 | 848.186 | 848.861 | 825.836 | 923.76 | 741.741 | 628.194 | 636.879 | 532.662 | 450.164 | 0 | 0 | 70348 | 70348 | 8024 | 2020 | solar PV | TRUE
59649 | N | . | Nelson Gardens Landfill Gas to Energy | Nelson Gardens Energy, LLC | 59414 | TX | WSC | TRE |  | 22 | 2 | NAICS-22 Non-Cogen | IC | LFG | MLG | ERCO | A | mcf | 36185 | 29685 | 33784 | 30030 | 30018 | 38558 | 34964 | 40075 | 32794 | 34022 | 34357 | 30518 | 36185 | 29685 | 33784 | 30030 | 30018 | 38558 | 34964 | 40075 | 32794 | 34022 | 34357 | 30518 | 0.384 | 0.384 | 0.384 | 0.384 | 0.384 | 0.384 | 0.384 | 0.384 | 0.384 | 0.384 | 0.384 | 0.384 | 13895 | 11399 | 12973 | 11532 | 11527 | 14806 | 13426 | 15389 | 12593 | 13064 | 13193 | 11719 | 13895 | 11399 | 12973 | 11532 | 11527 | 14806 | 13426 | 15389 | 12593 | 13064 | 13193 | 11719 | 1240.142 | 1017.367 | 1157.848 | 1029.209 | 1028.785 | 1321.493 | 1198.307 | 1373.462 | 1123.941 | 1166.03 | 1177.503 | 1045.913 | 404990 | 404990 | 155516 | 155516 | 13880 | 2020 | biomass | TRUE
59650 | N | . | CII Methane Management III LFG Plant | Frontier Operation Services | 63199 | GA | SAT | SERC |  | 22 | 2 | NAICS-22 Non-Cogen | IC | LFG | MLG | SOCO | A | mcf | 14685 | 16427 | 11778 | 13022 | 8140 | 10644 | 12600 | 13557 | 13310 | 12732 | 11038 | 13625 | 14685 | 16427 | 11778 | 13022 | 8140 | 10644 | 12600 | 13557 | 13310 | 12732 | 11038 | 13625 | 0.513 | 0.513 | 0.513 | 0.513 | 0.513 | 0.513 | 0.513 | 0.513 | 0.513 | 0.513 | 0.513 | 0.513 | 7533 | 8427 | 6042 | 6680 | 4176 | 5460 | 6464 | 6955 | 6828 | 6532 | 5662 | 6990 | 7533 | 8427 | 6042 | 6680 | 4176 | 5460 | 6464 | 6955 | 6828 | 6532 | 5662 | 6990 | 644.127 | 720.55 | 516.652 | 571.214 | 357.063 | 466.901 | 552.684 | 594.655 | 583.831 | 558.484 | 484.173 | 597.666 | 151558 | 151558 | 77749 | 77749 | 6648 | 2020 | biomass | TRUE
59651 | N | . | Forever 21 Retail, Inc. | Los Angeles Department of Water & Power | 11208 | CA | PACC | WECC |  | 22 | 2 | NAICS-22 Non-Cogen | PV | SUN | SUN | LDWP | A |  | 0 | 0 | 0 | 0 | 0 | 0 | 0 | 0 | 0 | 0 | 0 | 0 | 0 | 0 | 0 | 0 | 0 | 0 | 0 | 0 | 0 | 0 | 0 | 0 | 0 | 0 | 0 | 0 | 0 | 0 | 0 | 0 | 0 | 0 | 0 | 0 | 981 | 1330 | 1301 | 1640 | 2146 | 2137 | 2414 | 2000 | 1570 | 1451 | 1147 | 908 | 981 | 1330 | 1301 | 1640 | 2146 | 2137 | 2414 | 2000 | 1570 | 1451 | 1147 | 908 | 111.875 | 151.652 | 148.401 | 187.027 | 244.771 | 243.744 | 275.312 | 228.089 | 179.095 | 165.542 | 130.873 | 103.619 | 0 | 0 | 19025 | 19025 | 2170 | 2020 | solar PV | TRUE
59652 | N | . | Nordhoff Place | Los Angeles Department of Water & Power | 11208 | CA | PACC | WECC |  | 22 | 2 | NAICS-22 Non-Cogen | PV | SUN | SUN | LDWP | A |  | 0 | 0 | 0 | 0 | 0 | 0 | 0 | 0 | 0 | 0 | 0 | 0 | 0 | 0 | 0 | 0 | 0 | 0 | 0 | 0 | 0 | 0 | 0 | 0 | 0 | 0 | 0 | 0 | 0 | 0 | 0 | 0 | 0 | 0 | 0 | 0 | 586 | 795 | 778 | 980 | 1283 | 1277 | 1443 | 1195 | 938 | 867 | 686 | 543 | 586 | 795 | 778 | 980 | 1283 | 1277 | 1443 | 1195 | 938 | 867 | 686 | 543 | 66.868 | 90.642 | 88.699 | 111.785 | 146.299 | 145.684 | 164.553 | 136.328 | 107.044 | 98.944 | 78.222 | 61.932 | 0 | 0 | 11371 | 11371 | 1297 | 2020 | solar PV | TRUE
59653 | N | . | City of Truth or Consequences PV | Goldman Sachs Renewable Power Group | 61944 | NM | MTN | WECC |  | 22 | 2 | NAICS-22 Non-Cogen | PV | SUN | SUN | PNM | A |  | 0 | 0 | 0 | 0 | 0 | 0 | 0 | 0 | 0 | 0 | 0 | 0 | 0 | 0 | 0 | 0 | 0 | 0 | 0 | 0 | 0 | 0 | 0 | 0 | 0 | 0 | 0 | 0 | 0 | 0 | 0 | 0 | 0 | 0 | 0 | 0 | 1902 | 1997 | 2283 | 3174 | 3538 | 3325 | 3251 | 3071 | 2704 | 2586 | 2078 | 1916 | 1902 | 1997 | 2283 | 3174 | 3538 | 3325 | 3251 | 3071 | 2704 | 2586 | 2078 | 1916 | 216.904 | 227.814 | 260.363 | 362.07 | 403.593 | 379.266 | 370.858 | 350.282 | 308.407 | 294.939 | 236.977 | 218.527 | 0 | 0 | 31825 | 31825 | 3630 | 2020 | solar PV | TRUE
59654 | N | . | Sendero | Sendero Wind Energy, LLC | 59428 | TX | WSC | TRE |  | 22 | 2 | NAICS-22 Non-Cogen | WT | WND | WND | ERCO | A |  | 0 | 0 | 0 | 0 | 0 | 0 | 0 | 0 | 0 | 0 | 0 | 0 | 0 | 0 | 0 | 0 | 0 | 0 | 0 | 0 | 0 | 0 | 0 | 0 | 0 | 0 | 0 | 0 | 0 | 0 | 0 | 0 | 0 | 0 | 0 | 0 | 242553 | 234814 | 233758 | 235353 | 245340 | 258188 | 212518 | 195108 | 158718 | 223737 | 226981 | 241750 | 242553 | 234814 | 233758 | 235353 | 245340 | 258188 | 212518 | 195108 | 158718 | 223737 | 226981 | 241750 | 27666.611 | 26783.844 | 26663.394 | 26845.334 | 27984.468 | 29449.943 | 24240.704 | 22254.872 | 18104.075 | 25520.357 | 25890.355 | 27575.043 | 0 | 0 | 2708818 | 2708818 | 308979 | 2020 | onshore wind | TRUE
59655 | N | . | Campbell County Wind Farm | Consolidated Edison Development Inc. | 56769 | SD | WNC | MRO |  | 22 | 2 | NAICS-22 Non-Cogen | WT | WND | WND | SWPP | A |  | 0 | 0 | 0 | 0 | 0 | 0 | 0 | 0 | 0 | 0 | 0 | 0 | 0 | 0 | 0 | 0 | 0 | 0 | 0 | 0 | 0 | 0 | 0 | 0 | 0 | 0 | 0 | 0 | 0 | 0 | 0 | 0 | 0 | 0 | 0 | 0 | 242293 | 311358 | 324246 | 279642 | 269550 | 276118 | 207925 | 255268 | 282015 | 295907 | 323756 | 314729 | 242293 | 311358 | 324246 | 279642 | 269550 | 276118 | 207925 | 255268 | 282015 | 295907 | 323756 | 314729 | 27636.927 | 35514.727 | 36984.809 | 31897.15 | 30745.964 | 31495.172 | 23716.822 | 29116.942 | 32167.844 | 33752.39 | 36928.932 | 35899.321 | 0 | 0 | 3382807 | 3382807 | 385857 | 2020 | onshore wind | TRUE
59656 | N | . | Comanche Solar | Onward Energy | 60453 | CO | MTN | WECC |  | 22 | 2 | NAICS-22 Non-Cogen | PV | SUN | SUN | PSCO | M |  | 0 | 0 | 0 | 0 | 0 | 0 | 0 | 0 | 0 | 0 | 0 | 0 | 0 | 0 | 0 | 0 | 0 | 0 | 0 | 0 | 0 | 0 | 0 | 0 | 0 | 0 | 0 | 0 | 0 | 0 | 0 | 0 | 0 | 0 | 0 | 0 | 147031 | 150021 | 233448 | 250149 | 297955 | 283043 | 273837 | 258197 | 232255 | 167721 | 148145 | 107036 | 147031 | 150021 | 233448 | 250149 | 297955 | 283043 | 273837 | 258197 | 232255 | 167721 | 148145 | 107036 | 16771 | 17112 | 26628 | 28533 | 33986 | 32285 | 31235 | 29451 | 26492 | 19131 | 16898 | 12209 | 0 | 0 | 2548838 | 2548838 | 290731 | 2020 | solar PV | TRUE
59657 | N | . | Imperial Valley Solar Co (IVSC) 2, LLC | Dominion Renewable Energy | 58468 | CA | PACC | WECC |  | 22 | 2 | NAICS-22 Non-Cogen | PV | SUN | SUN | IID | A |  | 0 | 0 | 0 | 0 | 0 | 0 | 0 | 0 | 0 | 0 | 0 | 0 | 0 | 0 | 0 | 0 | 0 | 0 | 0 | 0 | 0 | 0 | 0 | 0 | 0 | 0 | 0 | 0 | 0 | 0 | 0 | 0 | 0 | 0 | 0 | 0 | 19883 | 26953 | 26375 | 33240 | 43503 | 43320 | 48931 | 40538 | 31830 | 29421 | 23260 | 18416 | 19883 | 26953 | 26375 | 33240 | 43503 | 43320 | 48931 | 40538 | 31830 | 29421 | 23260 | 18416 | 2267.972 | 3074.349 | 3008.436 | 3791.476 | 4962.093 | 4941.254 | 5581.229 | 4623.894 | 3630.669 | 3355.926 | 2653.106 | 2100.596 | 0 | 0 | 385670 | 385670 | 43991 | 2020 | solar PV | TRUE
59658 | Y | . | SPI Anderson 2 | Sierra Pacific Industries Inc | 17164 | CA | PACC | WECC |  | 321 | 7 | Industrial NAICS Cogen | ST | NG | NG | CISO | AM | mcf | 150 | 11 | 30 | 917 | 10 | 5 | 0 | 2 | 0 | 95 | 3309 | 300 | 35 | 3 | 7 | 217 | 2 | 1 | 0 | 0 | 0 | 22 | 718 | 71 | 1 | 1 | 1 | 1 | 1 | 1 | 0 | 1 | 0 | 1 | 1 | 1 | 150 | 11 | 30 | 917 | 10 | 5 | 0 | 2 | 0 | 95 | 3309 | 300 | 35 | 3 | 7 | 217 | 2 | 1 | 0 | 0 | 0 | 22 | 718 | 71 | 7.562 | 0.577 | 1.504 | 46.297 | 0.513 | 0.253 | 0 | 0.107 | 0 | 4.669 | 154.888 | 15.27 | 4829 | 1076 | 4829 | 1076 | 231.64 | 2020 | natural gas nonpeaker - preexisting retiring | FALSE
59658 | Y | . | SPI Anderson 2 | Sierra Pacific Industries Inc | 17164 | CA | PACC | WECC |  | 321 | 7 | Industrial NAICS Cogen | ST | WDS | WWW | CISO | AM | short tons | 14249 | 14797 | 14563 | 5221 | 16383 | 15163 | 16233 | 16880 | 14872 | 13901 | 8624 | 14992 | 3330 | 3575 | 3387 | 1237 | 3919 | 3600 | 4018 | 4227 | 3629 | 3191 | 1871 | 3530 | 18 | 18 | 18 | 18 | 18 | 18 | 18 | 18 | 18 | 18 | 18 | 18 | 256482 | 266346 | 262134 | 93978 | 294894 | 272934 | 292194 | 303840 | 267696 | 250218 | 155232 | 269856 | 59939 | 64352 | 60974 | 22259 | 70541 | 64793 | 72317 | 76083 | 65314 | 57432 | 33679 | 63533 | 12930.438 | 13972.423 | 13139.496 | 4744.703 | 15126.487 | 13794.747 | 15496 | 16231.893 | 14002 | 12297.331 | 7266.112 | 13735.73 | 165878 | 39514 | 2985804 | 711216 | 152737.36 | 2020 | biomass | FALSE
59660 | N | . | Washington City Electric Generation | City of Washington - (UT) | 20135 | UT | MTN | WECC |  | 22 | 1 | Electric Utility | IC | NG | NG | PACE | A | mcf | 533 | 509 | 353 | 269 | 354 | 451 | 618 | 695 | 604 | 499 | 394 | 565 | 533 | 509 | 353 | 269 | 354 | 451 | 618 | 695 | 604 | 499 | 394 | 565 | 1 | 1 | 1 | 1 | 1 | 1 | 1 | 1 | 1 | 1 | 1 | 1 | 533 | 509 | 353 | 269 | 354 | 451 | 618 | 695 | 604 | 499 | 394 | 565 | 533 | 509 | 353 | 269 | 354 | 451 | 618 | 695 | 604 | 499 | 394 | 565 | 107.189 | 102.577 | 71.204 | 54.279 | 71.351 | 90.897 | 124.665 | 140.108 | 121.818 | 100.516 | 79.475 | 113.921 | 5844 | 5844 | 5844 | 5844 | 1178 | 2020 | natural gas peaker | TRUE
59661 | N | . | Tehachapi Energy Storage Project | Southern California Edison Co | 17609 | CA | PACC | WECC |  | 22 | 1 | Electric Utility | BA | MWH | OTH | CISO | A | megawatthours | 0 | 0 | 0 | 0 | 0 | 0 | 0 | 0 | 0 | 0 | 0 | 0 | 0 | 0 | 0 | 0 | 0 | 0 | 0 | 0 | 0 | 0 | 0 | 0 | 0 | 0 | 0 | 0 | 0 | 0 | 0 | 0 | 0 | 0 | 0 | 0 | 0 | 0 | 0 | 0 | 0 | 0 | 0 | 0 | 0 | 0 | 0 | 0 | 0 | 0 | 0 | 0 | 0 | 0 | 0 | 0 | 0 | 0 | 0 | 0 | 0 | 0 | 0 | 0 | 0 | 0 | 0 | 0 | 0 | 0 | 0 | 0 | 0 | 0 | 0 | 0 | 0 | 2020 | other | TRUE
59663 | N | . | Cornwall Solar Center, LLC | SRE Utility Solar 1, LLC | 61119 | NC | SAT | SERC |  | 22 | 2 | NAICS-22 Non-Cogen | PV | SUN | SUN | CPLE | A |  | 0 | 0 | 0 | 0 | 0 | 0 | 0 | 0 | 0 | 0 | 0 | 0 | 0 | 0 | 0 | 0 | 0 | 0 | 0 | 0 | 0 | 0 | 0 | 0 | 0 | 0 | 0 | 0 | 0 | 0 | 0 | 0 | 0 | 0 | 0 | 0 | 4707 | 4838 | 6188 | 8404 | 8411 | 8183 | 9153 | 7350 | 6225 | 6311 | 5278 | 4461 | 4707 | 4838 | 6188 | 8404 | 8411 | 8183 | 9153 | 7350 | 6225 | 6311 | 5278 | 4461 | 536.916 | 551.788 | 705.791 | 958.649 | 959.411 | 933.388 | 1044.065 | 838.341 | 710.006 | 719.822 | 602.032 | 508.791 | 0 | 0 | 79509 | 79509 | 9069 | 2020 | solar PV | TRUE
59664 | N | . | City of West Plains Power Station | City of West Plains - (MO) | 20392 | MO | WNC | SERC |  | 22 | 1 | Electric Utility | GT | DFO | DFO | SWPP | A | barrels | 101 | 106 | 91 | 103 | 119 | 143 | 73 | 118 | 90 | 113 | 152 | 121 | 101 | 106 | 91 | 103 | 119 | 143 | 73 | 118 | 90 | 113 | 152 | 121 | 5.88 | 5.88 | 5.88 | 5.88 | 5.88 | 5.88 | 5.88 | 5.88 | 5.88 | 5.88 | 5.88 | 5.88 | 594 | 623 | 535 | 606 | 700 | 841 | 429 | 694 | 529 | 664 | 894 | 711 | 594 | 623 | 535 | 606 | 700 | 841 | 429 | 694 | 529 | 664 | 894 | 711 | 27.042 | 28.117 | 24.023 | 27.244 | 31.398 | 37.85 | 19.312 | 31.305 | 23.977 | 29.915 | 40.179 | 32.031 | 1330 | 1330 | 7820 | 7820 | 352.393 | 2020 | petroleum | TRUE
59664 | N | . | City of West Plains Power Station | City of West Plains - (MO) | 20392 | MO | WNC | SERC |  | 22 | 1 | Electric Utility | GT | NG | NG | SWPP | A | mcf | 604 | 478 | 457 | 360 | 290 | 583 | 865 | 684 | 522 | 277 | 303 | 457 | 604 | 478 | 457 | 360 | 290 | 583 | 865 | 684 | 522 | 277 | 303 | 457 | 1.01 | 1.01 | 1.01 | 1.01 | 1.01 | 1.01 | 1.01 | 1.01 | 1.01 | 1.01 | 1.01 | 1.01 | 610 | 483 | 462 | 364 | 293 | 589 | 874 | 691 | 527 | 280 | 306 | 462 | 610 | 483 | 462 | 364 | 293 | 589 | 874 | 691 | 527 | 280 | 306 | 462 | 27.508 | 21.744 | 20.817 | 16.385 | 13.185 | 26.511 | 39.381 | 31.117 | 23.754 | 12.593 | 13.811 | 20.801 | 5880 | 5880 | 5941 | 5941 | 267.607 | 2020 | natural gas peaker | TRUE
59665 | N | . | Innovative Solar 37 LLC | Dominion Renewable Energy | 58468 | NC | SAT | SERC |  | 22 | 2 | NAICS-22 Non-Cogen | PV | SUN | SUN | DUK | M |  | 0 | 0 | 0 | 0 | 0 | 0 | 0 | 0 | 0 | 0 | 0 | 0 | 0 | 0 | 0 | 0 | 0 | 0 | 0 | 0 | 0 | 0 | 0 | 0 | 0 | 0 | 0 | 0 | 0 | 0 | 0 | 0 | 0 | 0 | 0 | 0 | 68014 | 80087 | 95034 | 117425 | 143270 | 107773 | 133863 | 104862 | 92132 | 102609 | 83339 | 83479 | 68014 | 80087 | 95034 | 117425 | 143270 | 107773 | 133863 | 104862 | 92132 | 102609 | 83339 | 83479 | 7758 | 9135 | 10840 | 13394 | 16342 | 12293 | 15269 | 11961 | 10509 | 11704 | 9506 | 9522 | 0 | 0 | 1211887 | 1211887 | 138233 | 2020 | solar PV | TRUE
59666 | N | . | Innovative Solar 47 | Innovative Solar 47, LLC | 59436 | NC | SAT | SERC |  | 22 | 2 | NAICS-22 Non-Cogen | PV | SUN | SUN | DUK | M |  | 0 | 0 | 0 | 0 | 0 | 0 | 0 | 0 | 0 | 0 | 0 | 0 | 0 | 0 | 0 | 0 | 0 | 0 | 0 | 0 | 0 | 0 | 0 | 0 | 0 | 0 | 0 | 0 | 0 | 0 | 0 | 0 | 0 | 0 | 0 | 0 | 32482 | 37549 | 44440 | 67199 | 65884 | 63201 | 72293 | 52444 | 47254 | 47289 | 36120 | 32736 | 32482 | 37549 | 44440 | 67199 | 65884 | 63201 | 72293 | 52444 | 47254 | 47289 | 36120 | 32736 | 3705 | 4283 | 5069 | 7665 | 7515 | 7209 | 8246 | 5982 | 5390 | 5394 | 4120 | 3734 | 0 | 0 | 598891 | 598891 | 68312 | 2020 | solar PV | TRUE
59667 | N | . | Innovative Solar 48 | Cypress Creek Renewables | 61060 | NC | SAT | SERC |  | 22 | 2 | NAICS-22 Non-Cogen | PV | SUN | SUN | DUK | A |  | 0 | 0 | 0 | 0 | 0 | 0 | 0 | 0 | 0 | 0 | 0 | 0 | 0 | 0 | 0 | 0 | 0 | 0 | 0 | 0 | 0 | 0 | 0 | 0 | 0 | 0 | 0 | 0 | 0 | 0 | 0 | 0 | 0 | 0 | 0 | 0 | 4273 | 4392 | 5617 | 7630 | 7636 | 7429 | 8310 | 6672 | 5651 | 5729 | 4791 | 4049 | 4273 | 4392 | 5617 | 7630 | 7636 | 7429 | 8310 | 6672 | 5651 | 5729 | 4791 | 4049 | 487.421 | 500.923 | 640.73 | 870.279 | 870.971 | 847.346 | 947.821 | 761.061 | 644.556 | 653.467 | 546.536 | 461.889 | 0 | 0 | 72179 | 72179 | 8233 | 2020 | solar PV | TRUE
59669 | N | . | Innovative Solar 54 | John Laing US Solar Corp. | 61694 | NC | SAT | SERC |  | 22 | 2 | NAICS-22 Non-Cogen | PV | SUN | SUN | DUK | M |  | 0 | 0 | 0 | 0 | 0 | 0 | 0 | 0 | 0 | 0 | 0 | 0 | 0 | 0 | 0 | 0 | 0 | 0 | 0 | 0 | 0 | 0 | 0 | 0 | 0 | 0 | 0 | 0 | 0 | 0 | 0 | 0 | 0 | 0 | 0 | 0 | 57099 | 54513 | 65349 | 85917 | 86066 | 80464 | 95017 | 76518 | 62000 | 71363 | 60676 | 48061 | 57099 | 54513 | 65349 | 85917 | 86066 | 80464 | 95017 | 76518 | 62000 | 71363 | 60676 | 48061 | 6513 | 6218 | 7454 | 9800 | 9817 | 9178 | 10838 | 8728 | 7072 | 8140 | 6921 | 5482 | 0 | 0 | 843043 | 843043 | 96161 | 2020 | solar PV | TRUE
59670 | N | . | Innovative Solar 23 | SRE Utility Solar 1, LLC | 61119 | NC | SAT | SERC |  | 22 | 2 | NAICS-22 Non-Cogen | PV | SUN | SUN | DUK | A |  | 0 | 0 | 0 | 0 | 0 | 0 | 0 | 0 | 0 | 0 | 0 | 0 | 0 | 0 | 0 | 0 | 0 | 0 | 0 | 0 | 0 | 0 | 0 | 0 | 0 | 0 | 0 | 0 | 0 | 0 | 0 | 0 | 0 | 0 | 0 | 0 | 1749 | 1797 | 2299 | 3122 | 3125 | 3040 | 3400 | 2730 | 2312 | 2344 | 1961 | 1657 | 1749 | 1797 | 2299 | 3122 | 3125 | 3040 | 3400 | 2730 | 2312 | 2344 | 1961 | 1657 | 199.457 | 204.981 | 262.191 | 356.124 | 356.407 | 346.74 | 387.855 | 311.431 | 263.757 | 267.403 | 223.646 | 189.008 | 0 | 0 | 29536 | 29536 | 3369 | 2020 | solar PV | TRUE
59671 | N | . | Innovative Solar 46 | Cypress Creek Renewables | 61060 | NC | SAT | SERC |  | 22 | 2 | NAICS-22 Non-Cogen | PV | SUN | SUN | DUK | M |  | 0 | 0 | 0 | 0 | 0 | 0 | 0 | 0 | 0 | 0 | 0 | 0 | 0 | 0 | 0 | 0 | 0 | 0 | 0 | 0 | 0 | 0 | 0 | 0 | 0 | 0 | 0 | 0 | 0 | 0 | 0 | 0 | 0 | 0 | 0 | 0 | 74064 | 77211 | 97138 | 144664 | 138773 | 133732 | 163022 | 119187 | 100338 | 103293 | 79289 | 72477 | 74064 | 77211 | 97138 | 144664 | 138773 | 133732 | 163022 | 119187 | 100338 | 103293 | 79289 | 72477 | 8448 | 8807 | 11080 | 16501 | 15829 | 15254 | 18595 | 13595 | 11445 | 11782 | 9044 | 8267 | 0 | 0 | 1303188 | 1303188 | 148647 | 2020 | solar PV | TRUE
59675 | N | . | Innovative Solar 44 | Cypress Creek Renewables | 61060 | NC | SAT | SERC |  | 22 | 2 | NAICS-22 Non-Cogen | PV | SUN | SUN | DUK | A |  | 0 | 0 | 0 | 0 | 0 | 0 | 0 | 0 | 0 | 0 | 0 | 0 | 0 | 0 | 0 | 0 | 0 | 0 | 0 | 0 | 0 | 0 | 0 | 0 | 0 | 0 | 0 | 0 | 0 | 0 | 0 | 0 | 0 | 0 | 0 | 0 | 4257 | 4375 | 5595 | 7600 | 7606 | 7400 | 8277 | 6646 | 5629 | 5707 | 4773 | 4034 | 4257 | 4375 | 5595 | 7600 | 7606 | 7400 | 8277 | 6646 | 5629 | 5707 | 4773 | 4034 | 485.528 | 498.976 | 638.239 | 866.896 | 867.585 | 844.053 | 944.137 | 758.103 | 642.051 | 650.927 | 544.411 | 460.094 | 0 | 0 | 71899 | 71899 | 8201 | 2020 | solar PV | TRUE
59676 | N | . | Innovative Solar 55 | Cypress Creek Renewables | 61060 | NC | SAT | SERC |  | 22 | 2 | NAICS-22 Non-Cogen | PV | SUN | SUN | DUK | A |  | 0 | 0 | 0 | 0 | 0 | 0 | 0 | 0 | 0 | 0 | 0 | 0 | 0 | 0 | 0 | 0 | 0 | 0 | 0 | 0 | 0 | 0 | 0 | 0 | 0 | 0 | 0 | 0 | 0 | 0 | 0 | 0 | 0 | 0 | 0 | 0 | 4512 | 4637 | 5932 | 8057 | 8063 | 7845 | 8775 | 7046 | 5967 | 6050 | 5060 | 4276 | 4512 | 4637 | 5932 | 8057 | 8063 | 7845 | 8775 | 7046 | 5967 | 6050 | 5060 | 4276 | 514.713 | 528.972 | 676.607 | 919.009 | 919.74 | 894.793 | 1000.893 | 803.676 | 680.647 | 690.058 | 577.139 | 487.753 | 0 | 0 | 76220 | 76220 | 8694 | 2020 | solar PV | TRUE
59677 | N | . | Innovative Solar 64 | Cypress Creek Renewables | 61060 | NC | SAT | SERC |  | 22 | 2 | NAICS-22 Non-Cogen | PV | SUN | SUN | DUK | A |  | 0 | 0 | 0 | 0 | 0 | 0 | 0 | 0 | 0 | 0 | 0 | 0 | 0 | 0 | 0 | 0 | 0 | 0 | 0 | 0 | 0 | 0 | 0 | 0 | 0 | 0 | 0 | 0 | 0 | 0 | 0 | 0 | 0 | 0 | 0 | 0 | 4116 | 4230 | 5411 | 7350 | 7356 | 7156 | 8005 | 6427 | 5444 | 5519 | 4616 | 3901 | 4116 | 4230 | 5411 | 7350 | 7356 | 7156 | 8005 | 6427 | 5444 | 5519 | 4616 | 3901 | 469.542 | 482.548 | 617.227 | 838.355 | 839.022 | 816.264 | 913.053 | 733.144 | 620.913 | 629.497 | 526.488 | 444.947 | 0 | 0 | 69531 | 69531 | 7931 | 2020 | solar PV | TRUE
59678 | N | . | Innovative Solar 67 | John Laing US Solar Corp. | 61694 | NC | SAT | SERC |  | 22 | 2 | NAICS-22 Non-Cogen | PV | SUN | SUN | DUK | M |  | 0 | 0 | 0 | 0 | 0 | 0 | 0 | 0 | 0 | 0 | 0 | 0 | 0 | 0 | 0 | 0 | 0 | 0 | 0 | 0 | 0 | 0 | 0 | 0 | 0 | 0 | 0 | 0 | 0 | 0 | 0 | 0 | 0 | 0 | 0 | 0 | 38031 | 35962 | 43397 | 62325 | 61720 | 52532 | 64139 | 52418 | 42678 | 46325 | 37155 | 34901 | 38031 | 35962 | 43397 | 62325 | 61720 | 52532 | 64139 | 52418 | 42678 | 46325 | 37155 | 34901 | 4338 | 4102 | 4950 | 7109 | 7040 | 5992 | 7316 | 5979 | 4868 | 5284 | 4238 | 3981 | 0 | 0 | 571583 | 571583 | 65197 | 2020 | solar PV | TRUE
59682 | N | . | Main Street Solar Project | NextSun Energy, LLC | 59453 | VT | NEW | NPCC |  | 22 | 2 | NAICS-22 Non-Cogen | PV | SUN | SUN | ISNE | A |  | 0 | 0 | 0 | 0 | 0 | 0 | 0 | 0 | 0 | 0 | 0 | 0 | 0 | 0 | 0 | 0 | 0 | 0 | 0 | 0 | 0 | 0 | 0 | 0 | 0 | 0 | 0 | 0 | 0 | 0 | 0 | 0 | 0 | 0 | 0 | 0 | 382 | 681 | 1854 | 2104 | 2938 | 2722 | 2805 | 2479 | 1958 | 1371 | 821 | 339 | 382 | 681 | 1854 | 2104 | 2938 | 2722 | 2805 | 2479 | 1958 | 1371 | 821 | 339 | 43.598 | 77.642 | 211.504 | 239.993 | 335.089 | 310.531 | 319.979 | 282.763 | 223.296 | 156.329 | 93.617 | 38.659 | 0 | 0 | 20454 | 20454 | 2333 | 2020 | solar PV | TRUE
59683 | N | . | Lordstown Motor Corp | Lordstown Motors Corp | 63438 | OH | ENC | RFC |  | 336 | 6 | Industrial NAICS Non-Cogen | PV | SUN | SUN | PJM | M |  | 0 | 0 | 0 | 0 | 0 | 0 | 0 | 0 | 0 | 0 | 0 | 0 | 0 | 0 | 0 | 0 | 0 | 0 | 0 | 0 | 0 | 0 | 0 | 0 | 0 | 0 | 0 | 0 | 0 | 0 | 0 | 0 | 0 | 0 | 0 | 0 | 503 | 816 | 1111 | 1588 | 2040 | 2552 | 2508 | 2222 | 1805 | 1276 | 1302 | 503 | 503 | 816 | 1111 | 1588 | 2040 | 2552 | 2508 | 2222 | 1805 | 1276 | 1302 | 503 | 57.42 | 93.06 | 126.72 | 181.17 | 232.65 | 291.06 | 286.11 | 253.44 | 205.92 | 145.53 | 148.5 | 57.42 | 0 | 0 | 18226 | 18226 | 2079 | 2020 | solar PV | FALSE
59684 | N | . | Lindahl Wind Project, LLC | Enel Green Power NA, Inc. | 59380 | ND | WNC | MRO |  | 22 | 2 | NAICS-22 Non-Cogen | WT | WND | WND | SWPP | M |  | 0 | 0 | 0 | 0 | 0 | 0 | 0 | 0 | 0 | 0 | 0 | 0 | 0 | 0 | 0 | 0 | 0 | 0 | 0 | 0 | 0 | 0 | 0 | 0 | 0 | 0 | 0 | 0 | 0 | 0 | 0 | 0 | 0 | 0 | 0 | 0 | 471630 | 449151 | 466159 | 482825 | 451413 | 393349 | 363980 | 400512 | 539504 | 510985 | 554741 | 443698 | 471630 | 449151 | 466159 | 482825 | 451413 | 393349 | 363980 | 400512 | 539504 | 510985 | 554741 | 443698 | 53796 | 51232 | 53172 | 55073 | 51490 | 44867 | 41517 | 45684 | 61538 | 58285 | 63276 | 50610 | 0 | 0 | 5527947 | 5527947 | 630540 | 2020 | onshore wind | TRUE
59685 | N | . | Remington Solar Facility | Virginia Electric & Power Co | 19876 | VA | SAT | SERC |  | 22 | 1 | Electric Utility | PV | SUN | SUN | PJM | A |  | 0 | 0 | 0 | 0 | 0 | 0 | 0 | 0 | 0 | 0 | 0 | 0 | 0 | 0 | 0 | 0 | 0 | 0 | 0 | 0 | 0 | 0 | 0 | 0 | 0 | 0 | 0 | 0 | 0 | 0 | 0 | 0 | 0 | 0 | 0 | 0 | 15737 | 16880 | 23390 | 30038 | 31504 | 34900 | 38470 | 27035 | 22354 | 21497 | 17129 | 13402 | 15737 | 16880 | 23390 | 30038 | 31504 | 34900 | 38470 | 27035 | 22354 | 21497 | 17129 | 13402 | 1794.996 | 1925.365 | 2667.97 | 3426.223 | 3593.462 | 3980.865 | 4388.082 | 3083.78 | 2549.749 | 2452.069 | 1953.756 | 1528.683 | 0 | 0 | 292336 | 292336 | 33345 | 2020 | solar PV | TRUE
59686 | N | . | Sarasota County LFGTE Facility | Landfill Energy Systems Florida | 59458 | FL | SAT | SERC |  | 22 | 2 | NAICS-22 Non-Cogen | IC | LFG | MLG | FPL | A | mcf | 95893 | 93489 | 98504 | 91272 | 86136 | 75051 | 81270 | 82096 | 74274 | 76165 | 78923 | 97407 | 95893 | 93489 | 98504 | 91272 | 86136 | 75051 | 81270 | 82096 | 74274 | 76165 | 78923 | 97407 | 0.583 | 0.583 | 0.583 | 0.583 | 0.583 | 0.583 | 0.583 | 0.583 | 0.583 | 0.583 | 0.583 | 0.583 | 55906 | 54504 | 57428 | 53212 | 50217 | 43755 | 47380 | 47862 | 43302 | 44404 | 46012 | 56788 | 55906 | 54504 | 57428 | 53212 | 50217 | 43755 | 47380 | 47862 | 43302 | 44404 | 46012 | 56788 | 4124.438 | 4021.07 | 4236.739 | 3925.711 | 3704.802 | 3228.019 | 3495.524 | 3531.021 | 3194.587 | 3275.952 | 3394.579 | 4189.558 | 1030480 | 1030480 | 600770 | 600770 | 44322 | 2020 | biomass | TRUE
59687 | N | . | Sun Harvest Solar NDP1 | Altus Power America Management, LLC | 60281 | CA | PACC | WECC |  | 22 | 2 | NAICS-22 Non-Cogen | PV | SUN | SUN | CISO | A |  | 0 | 0 | 0 | 0 | 0 | 0 | 0 | 0 | 0 | 0 | 0 | 0 | 0 | 0 | 0 | 0 | 0 | 0 | 0 | 0 | 0 | 0 | 0 | 0 | 0 | 0 | 0 | 0 | 0 | 0 | 0 | 0 | 0 | 0 | 0 | 0 | 77 | 105 | 103 | 129 | 169 | 168 | 190 | 158 | 124 | 114 | 90 | 72 | 77 | 105 | 103 | 129 | 169 | 168 | 190 | 158 | 124 | 114 | 90 | 72 | 8.818 | 11.95 | 11.694 | 14.738 | 19.288 | 19.207 | 21.695 | 17.974 | 14.113 | 13.045 | 10.313 | 8.165 | 0 | 0 | 1499 | 1499 | 171 | 2020 | solar PV | TRUE
59688 | N | . | Wake County LFG Facility | Ingenco Renewable Development, LLC | 59452 | NC | SAT | SERC |  | 22 | 2 | NAICS-22 Non-Cogen | IC | DFO | DFO | CPLE | A | barrels | 644 | 228 | 202 | 240 | 486 | 231 | 211 | 304 | 216 | 261 | 239 | 444 | 644 | 228 | 202 | 240 | 486 | 231 | 211 | 304 | 216 | 261 | 239 | 444 | 5.775 | 5.775 | 5.775 | 5.775 | 5.775 | 5.775 | 5.775 | 5.775 | 5.775 | 5.775 | 5.775 | 5.775 | 3719 | 1317 | 1167 | 1386 | 2807 | 1334 | 1219 | 1756 | 1247 | 1507 | 1380 | 2564 | 3719 | 1317 | 1167 | 1386 | 2807 | 1334 | 1219 | 1756 | 1247 | 1507 | 1380 | 2564 | 313.053 | 110.675 | 98.175 | 116.779 | 236.192 | 112.217 | 102.787 | 147.633 | 105.087 | 126.817 | 116.268 | 216.037 | 3706 | 3706 | 21403 | 21403 | 1801.72 | 2020 | petroleum | TRUE
59688 | N | . | Wake County LFG Facility | Ingenco Renewable Development, LLC | 59452 | NC | SAT | SERC |  | 22 | 2 | NAICS-22 Non-Cogen | IC | LFG | MLG | CPLE | A | mcf | 120660 | 115390 | 128427 | 119082 | 117166 | 103413 | 112177 | 113283 | 104697 | 105692 | 109421 | 126235 | 120660 | 115390 | 128427 | 119082 | 117166 | 103413 | 112177 | 113283 | 104697 | 105692 | 109421 | 126235 | 0.481 | 0.481 | 0.481 | 0.481 | 0.481 | 0.481 | 0.481 | 0.481 | 0.481 | 0.481 | 0.481 | 0.481 | 58037 | 55503 | 61773 | 57278 | 56357 | 49742 | 53957 | 54489 | 50359 | 50838 | 52632 | 60719 | 58037 | 55503 | 61773 | 57278 | 56357 | 49742 | 53957 | 54489 | 50359 | 50838 | 52632 | 60719 | 4885.831 | 4672.446 | 5200.355 | 4821.913 | 4744.368 | 4187.469 | 4542.327 | 4587.105 | 4239.437 | 4279.72 | 4430.715 | 5111.594 | 1375643 | 1375643 | 661684 | 661684 | 55703.28 | 2020 | biomass | TRUE
59689 | N | . | Gulf Coast Solar Center I | CD Arevon USA, Inc. | 61230 | FL | SAT | SERC |  | 22 | 2 | NAICS-22 Non-Cogen | PV | SUN | SUN | SOCO | M |  | 0 | 0 | 0 | 0 | 0 | 0 | 0 | 0 | 0 | 0 | 0 | 0 | 0 | 0 | 0 | 0 | 0 | 0 | 0 | 0 | 0 | 0 | 0 | 0 | 0 | 0 | 0 | 0 | 0 | 0 | 0 | 0 | 0 | 0 | 0 | 0 | 31824 | 31772 | 47307 | 48271 | 57135 | 46693 | 47166 | 45255 | 37917 | 45106 | 40460 | 38250 | 31824 | 31772 | 47307 | 48271 | 57135 | 46693 | 47166 | 45255 | 37917 | 45106 | 40460 | 38250 | 3630 | 3624 | 5396 | 5506 | 6517 | 5326 | 5380 | 5162 | 4325 | 5145 | 4615 | 4363 | 0 | 0 | 517156 | 517156 | 58989 | 2020 | solar PV | TRUE
59690 | N | . | Gulf Coast Solar Center II | CD Arevon USA, Inc. | 61230 | FL | SAT | SERC |  | 22 | 2 | NAICS-22 Non-Cogen | PV | SUN | SUN | SOCO | M |  | 0 | 0 | 0 | 0 | 0 | 0 | 0 | 0 | 0 | 0 | 0 | 0 | 0 | 0 | 0 | 0 | 0 | 0 | 0 | 0 | 0 | 0 | 0 | 0 | 0 | 0 | 0 | 0 | 0 | 0 | 0 | 0 | 0 | 0 | 0 | 0 | 40758 | 43186 | 66848 | 69023 | 78105 | 68391 | 65042 | 66165 | 51269 | 59554 | 55179 | 49735 | 40758 | 43186 | 66848 | 69023 | 78105 | 68391 | 65042 | 66165 | 51269 | 59554 | 55179 | 49735 | 4649 | 4926 | 7625 | 7873 | 8909 | 7801 | 7419 | 7547 | 5848 | 6793 | 6294 | 5673 | 0 | 0 | 713255 | 713255 | 81357 | 2020 | solar PV | TRUE
59691 | N | . | Gulf Coast Solar Center III | CD Arevon USA, Inc. | 61230 | FL | SAT | SERC |  | 22 | 2 | NAICS-22 Non-Cogen | PV | SUN | SUN | SOCO | M |  | 0 | 0 | 0 | 0 | 0 | 0 | 0 | 0 | 0 | 0 | 0 | 0 | 0 | 0 | 0 | 0 | 0 | 0 | 0 | 0 | 0 | 0 | 0 | 0 | 0 | 0 | 0 | 0 | 0 | 0 | 0 | 0 | 0 | 0 | 0 | 0 | 48622 | 51699 | 73888 | 77781 | 91177 | 78254 | 74511 | 68672 | 59055 | 63456 | 59966 | 53900 | 48622 | 51699 | 73888 | 77781 | 91177 | 78254 | 74511 | 68672 | 59055 | 63456 | 59966 | 53900 | 5546 | 5897 | 8428 | 8872 | 10400 | 8926 | 8499 | 7833 | 6736 | 7238 | 6840 | 6148 | 0 | 0 | 800981 | 800981 | 91363 | 2020 | solar PV | TRUE
59692 | N | . | NBC Field's Point Wind Farm | Narragansett Bay Commission | 59463 | RI | NEW | NPCC |  | 22132 | 4 | Commercial NAICS Non-Cogen | WT | WND | WND | ISNE | M |  | 0 | 0 | 0 | 0 | 0 | 0 | 0 | 0 | 0 | 0 | 0 | 0 | 0 | 0 | 0 | 0 | 0 | 0 | 0 | 0 | 0 | 0 | 0 | 0 | 0 | 0 | 0 | 0 | 0 | 0 | 0 | 0 | 0 | 0 | 0 | 0 | 4270 | 6321 | 8767 | 8522 | 5304 | 4287 | 3095 | 3191 | 4611 | 4725 | 6128 | 5374 | 4270 | 6321 | 8767 | 8522 | 5304 | 4287 | 3095 | 3191 | 4611 | 4725 | 6128 | 5374 | 487 | 721 | 1000 | 972 | 605 | 489 | 353 | 364 | 526 | 539 | 699 | 613 | 0 | 0 | 64595 | 64595 | 7368 | 2020 | onshore wind | FALSE
59694 | N | . | Aspen Solar, LLC | SRE Utility Solar 1, LLC | 61119 | NC | SAT | SERC |  | 22 | 2 | NAICS-22 Non-Cogen | PV | SUN | SUN | DUK | A |  | 0 | 0 | 0 | 0 | 0 | 0 | 0 | 0 | 0 | 0 | 0 | 0 | 0 | 0 | 0 | 0 | 0 | 0 | 0 | 0 | 0 | 0 | 0 | 0 | 0 | 0 | 0 | 0 | 0 | 0 | 0 | 0 | 0 | 0 | 0 | 0 | 4356 | 4476 | 5726 | 7777 | 7783 | 7572 | 8470 | 6801 | 5760 | 5840 | 4884 | 4128 | 4356 | 4476 | 5726 | 7777 | 7783 | 7572 | 8470 | 6801 | 5760 | 5840 | 4884 | 4128 | 496.834 | 510.597 | 653.104 | 887.086 | 887.791 | 863.711 | 966.126 | 775.759 | 657.004 | 666.087 | 557.091 | 470.81 | 0 | 0 | 73573 | 73573 | 8392 | 2020 | solar PV | TRUE
59695 | N | . | Mt. Home Solar 1, LLC | Mt. Home Solar 1, LLC | 59469 | ID | MTN | WECC |  | 22 | 2 | NAICS-22 Non-Cogen | PV | SUN | SUN | IPCO | A |  | 0 | 0 | 0 | 0 | 0 | 0 | 0 | 0 | 0 | 0 | 0 | 0 | 0 | 0 | 0 | 0 | 0 | 0 | 0 | 0 | 0 | 0 | 0 | 0 | 0 | 0 | 0 | 0 | 0 | 0 | 0 | 0 | 0 | 0 | 0 | 0 | 13378 | 28140 | 37508 | 50316 | 52099 | 48783 | 62134 | 49561 | 41136 | 33128 | 16004 | 16323 | 13378 | 28140 | 37508 | 50316 | 52099 | 48783 | 62134 | 49561 | 41136 | 33128 | 16004 | 16323 | 1525.974 | 3209.786 | 4278.333 | 5739.221 | 5942.644 | 5564.441 | 7087.246 | 5653.172 | 4692.125 | 3778.735 | 1825.44 | 1861.883 | 0 | 0 | 448510 | 448510 | 51159 | 2020 | solar PV | TRUE
59702 | N | . | Pavant Solar, LLC | Dominion Renewable Energy | 58468 | UT | MTN | WECC |  | 22 | 2 | NAICS-22 Non-Cogen | PV | SUN | SUN | PACE | M |  | 0 | 0 | 0 | 0 | 0 | 0 | 0 | 0 | 0 | 0 | 0 | 0 | 0 | 0 | 0 | 0 | 0 | 0 | 0 | 0 | 0 | 0 | 0 | 0 | 0 | 0 | 0 | 0 | 0 | 0 | 0 | 0 | 0 | 0 | 0 | 0 | 45746 | 63955 | 82287 | 107089 | 122782 | 120257 | 122983 | 117399 | 98874 | 82445 | 52734 | 29536 | 45746 | 63955 | 82287 | 107089 | 122782 | 120257 | 122983 | 117399 | 98874 | 82445 | 52734 | 29536 | 5218 | 7295 | 9386 | 12215 | 14005 | 13717 | 14028 | 13391 | 11278 | 9404 | 6015 | 3369 | 0 | 0 | 1046087 | 1046087 | 119321 | 2020 | solar PV | TRUE
59703 | N | . | Cottonwood Solar, LLC Cottonwood Carport | Dominion Renewable Energy | 58468 | CA | PACC | WECC |  | 22 | 2 | NAICS-22 Non-Cogen | PV | SUN | SUN | CISO | A |  | 0 | 0 | 0 | 0 | 0 | 0 | 0 | 0 | 0 | 0 | 0 | 0 | 0 | 0 | 0 | 0 | 0 | 0 | 0 | 0 | 0 | 0 | 0 | 0 | 0 | 0 | 0 | 0 | 0 | 0 | 0 | 0 | 0 | 0 | 0 | 0 | 541 | 733 | 717 | 904 | 1183 | 1178 | 1330 | 1102 | 865 | 800 | 632 | 501 | 541 | 733 | 717 | 904 | 1183 | 1178 | 1330 | 1102 | 865 | 800 | 632 | 501 | 61.661 | 83.583 | 81.791 | 103.08 | 134.906 | 134.34 | 151.739 | 125.712 | 98.708 | 91.239 | 72.131 | 57.11 | 0 | 0 | 10486 | 10486 | 1196 | 2020 | solar PV | TRUE
59704 | Y | . | Shell New Energies, Junction City | Equilon Enterprises LLC d/b/a Shell Oil | 61909 | OR | PACC | WECC |  | 22 | 3 | NAICS-22 Cogen | GT | OBG | ORW | BPAT | A | Mcf | 0 | 0 | 0 | 0 | 0 | 0 | 0 | 0 | 0 | 0 | 0 | 0 | 0 | 0 | 0 | 0 | 0 | 0 | 0 | 0 | 0 | 0 | 0 | 0 | 0 | 0 | 0 | 0 | 0 | 0 | 0 | 0 | 0 | 0 | 0 | 0 | 0 | 0 | 0 | 0 | 0 | 0 | 0 | 0 | 0 | 0 | 0 | 0 | 0 | 0 | 0 | 0 | 0 | 0 | 0 | 0 | 0 | 0 | 0 | 0 | 0 | 0 | 0 | 0 | 0 | 0 | 0 | 0 | 0 | 0 | 0 | 0 | 0 | 0 | 0 | 0 | 0 | 2020 | biomass | TRUE
59705 | N | . | Steel Sun | BQ Energy LLC | 59474 | NY | MAT | NPCC |  | 22 | 2 | NAICS-22 Non-Cogen | PV | SUN | SUN | NYIS | M |  | 0 | 0 | 0 | 0 | 0 | 0 | 0 | 0 | 0 | 0 | 0 | 0 | 0 | 0 | 0 | 0 | 0 | 0 | 0 | 0 | 0 | 0 | 0 | 0 | 0 | 0 | 0 | 0 | 0 | 0 | 0 | 0 | 0 | 0 | 0 | 0 | 1359 | 1701 | 3331 | 4007 | 4568 | 5400 | 5409 | 5427 | 4436 | 2727 | 2148 | 1210 | 1359 | 1701 | 3331 | 4007 | 4568 | 5400 | 5409 | 5427 | 4436 | 2727 | 2148 | 1210 | 155 | 194 | 380 | 457 | 521 | 616 | 617 | 619 | 506 | 311 | 245 | 138 | 0 | 0 | 41723 | 41723 | 4759 | 2020 | solar PV | TRUE
59706 | N | . | BRE | SRE Utility Solar 1, LLC | 61119 | NC | SAT | SERC |  | 22 | 2 | NAICS-22 Non-Cogen | PV | SUN | SUN | DUK | A |  | 0 | 0 | 0 | 0 | 0 | 0 | 0 | 0 | 0 | 0 | 0 | 0 | 0 | 0 | 0 | 0 | 0 | 0 | 0 | 0 | 0 | 0 | 0 | 0 | 0 | 0 | 0 | 0 | 0 | 0 | 0 | 0 | 0 | 0 | 0 | 0 | 4339 | 4459 | 5703 | 7747 | 7753 | 7542 | 8437 | 6774 | 5737 | 5817 | 4865 | 4111 | 4339 | 4459 | 5703 | 7747 | 7753 | 7542 | 8437 | 6774 | 5737 | 5817 | 4865 | 4111 | 494.882 | 508.589 | 650.536 | 883.598 | 884.3 | 860.314 | 962.327 | 772.708 | 654.42 | 663.468 | 554.9 | 468.958 | 0 | 0 | 73284 | 73284 | 8359 | 2020 | solar PV | TRUE
59708 | N | . | Franklinton Solar | Cypress Creek Renewables | 61060 | NC | SAT | SERC |  | 22 | 2 | NAICS-22 Non-Cogen | PV | SUN | SUN | CPLE | A |  | 0 | 0 | 0 | 0 | 0 | 0 | 0 | 0 | 0 | 0 | 0 | 0 | 0 | 0 | 0 | 0 | 0 | 0 | 0 | 0 | 0 | 0 | 0 | 0 | 0 | 0 | 0 | 0 | 0 | 0 | 0 | 0 | 0 | 0 | 0 | 0 | 4396 | 4518 | 5779 | 7849 | 7856 | 7643 | 8549 | 6864 | 5813 | 5894 | 4929 | 4166 | 4396 | 4518 | 5779 | 7849 | 7856 | 7643 | 8549 | 6864 | 5813 | 5894 | 4929 | 4166 | 501.453 | 515.343 | 659.174 | 895.331 | 896.043 | 871.738 | 975.105 | 782.969 | 663.111 | 672.278 | 562.269 | 475.186 | 0 | 0 | 74256 | 74256 | 8470 | 2020 | solar PV | TRUE
59709 | N | . | St. Paul Intl Airport Red & Blue Parking | Metropolitan Airports Commission | 59483 | MN | WNC | MRO |  | 22 | 2 | NAICS-22 Non-Cogen | PV | SUN | SUN | MISO | M |  | 0 | 0 | 0 | 0 | 0 | 0 | 0 | 0 | 0 | 0 | 0 | 0 | 0 | 0 | 0 | 0 | 0 | 0 | 0 | 0 | 0 | 0 | 0 | 0 | 0 | 0 | 0 | 0 | 0 | 0 | 0 | 0 | 0 | 0 | 0 | 0 | 210 | 921 | 1298 | 3068 | 3104 | 3480 | 3489 | 3112 | 2244 | 1727 | 1105 | 789 | 210 | 921 | 1298 | 3068 | 3104 | 3480 | 3489 | 3112 | 2244 | 1727 | 1105 | 789 | 24 | 105 | 148 | 350 | 354 | 397 | 398 | 355 | 256 | 197 | 126 | 90 | 0 | 0 | 24547 | 24547 | 2800 | 2020 | solar PV | TRUE
59710 | N | . | Sand Valley Power Station | EDL Inc | 55858 | AL | ESC | SERC |  | 22 | 2 | NAICS-22 Non-Cogen | IC | LFG | MLG | TVA | A | mcf | 63303 | 57949 | 63754 | 59952 | 61805 | 56659 | 60803 | 61570 | 57813 | 58552 | 57397 | 61158 | 63303 | 57949 | 63754 | 59952 | 61805 | 56659 | 60803 | 61570 | 57813 | 58552 | 57397 | 61158 | 0.5 | 0.5 | 0.5 | 0.5 | 0.5 | 0.5 | 0.5 | 0.5 | 0.5 | 0.5 | 0.5 | 0.5 | 31652 | 28975 | 31877 | 29976 | 30903 | 28330 | 30402 | 30785 | 28907 | 29276 | 28699 | 30579 | 31652 | 28975 | 31877 | 29976 | 30903 | 28330 | 30402 | 30785 | 28907 | 29276 | 28699 | 30579 | 2146.992 | 1965.332 | 2162.223 | 2033.262 | 2096.102 | 1921.579 | 2062.119 | 2088.137 | 1960.713 | 1985.786 | 1946.601 | 2074.154 | 720715 | 720715 | 360361 | 360361 | 24443 | 2020 | biomass | TRUE
59711 | N | . | CII Methane Management IV, LLC | Frontier Operation Services | 63199 | NC | SAT | SERC |  | 22 | 2 | NAICS-22 Non-Cogen | IC | LFG | MLG | CPLE | A | mcf | 13817 | 13214 | 14707 | 13637 | 13417 | 11842 | 12846 | 12973 | 11989 | 12103 | 12530 | 14456 | 13817 | 13214 | 14707 | 13637 | 13417 | 11842 | 12846 | 12973 | 11989 | 12103 | 12530 | 14456 | 0.57 | 0.57 | 0.57 | 0.57 | 0.57 | 0.57 | 0.57 | 0.57 | 0.57 | 0.57 | 0.57 | 0.57 | 7876 | 7532 | 8383 | 7773 | 7648 | 6750 | 7322 | 7395 | 6834 | 6899 | 7142 | 8240 | 7876 | 7532 | 8383 | 7773 | 7648 | 6750 | 7322 | 7395 | 6834 | 6899 | 7142 | 8240 | 718.973 | 687.572 | 765.257 | 709.567 | 698.156 | 616.206 | 668.425 | 675.014 | 623.853 | 629.781 | 652.001 | 752.195 | 157531 | 157531 | 89794 | 89794 | 8197 | 2020 | biomass | TRUE
59712 | N | . | San Roman Wind I, LLC | Acciona Energy USA Global, LLC | 57416 | TX | WSC | TRE |  | 22 | 2 | NAICS-22 Non-Cogen | WT | WND | WND | ERCO | M |  | 0 | 0 | 0 | 0 | 0 | 0 | 0 | 0 | 0 | 0 | 0 | 0 | 0 | 0 | 0 | 0 | 0 | 0 | 0 | 0 | 0 | 0 | 0 | 0 | 0 | 0 | 0 | 0 | 0 | 0 | 0 | 0 | 0 | 0 | 0 | 0 | 217641 | 231002 | 286348 | 189998 | 235797 | 176436 | 221595 | 135722 | 152669 | 143945 | 134749 | 229573 | 217641 | 231002 | 286348 | 189998 | 235797 | 176436 | 221595 | 135722 | 152669 | 143945 | 134749 | 229573 | 24825 | 26349 | 32662 | 21672 | 26896 | 20125 | 25276 | 15481 | 17414 | 16419 | 15370 | 26186 | 0 | 0 | 2355475 | 2355475 | 268675 | 2020 | onshore wind | TRUE
59713 | N | . | Holdrege Solar Center | Adapture Renewables, Inc. | 60496 | NE | WNC | MRO |  | 22 | 2 | NAICS-22 Non-Cogen | PV | SUN | SUN | SWPP | M |  | 0 | 0 | 0 | 0 | 0 | 0 | 0 | 0 | 0 | 0 | 0 | 0 | 0 | 0 | 0 | 0 | 0 | 0 | 0 | 0 | 0 | 0 | 0 | 0 | 0 | 0 | 0 | 0 | 0 | 0 | 0 | 0 | 0 | 0 | 0 | 0 | 2244 | 3875 | 4252 | 6593 | 4787 | 7619 | 7592 | 7163 | 4892 | 2858 | 2192 | 2981 | 2244 | 3875 | 4252 | 6593 | 4787 | 7619 | 7592 | 7163 | 4892 | 2858 | 2192 | 2981 | 256 | 442 | 485 | 752 | 546 | 869 | 866 | 817 | 558 | 326 | 250 | 340 | 0 | 0 | 57048 | 57048 | 6507 | 2020 | solar PV | TRUE
59714 | N | . | IKEA St. Louis 410 | IKEA Property Inc | 57389 | MO | WNC | SERC |  | 441 | 4 | Commercial NAICS Non-Cogen | PV | SUN | SUN | MISO | M |  | 0 | 0 | 0 | 0 | 0 | 0 | 0 | 0 | 0 | 0 | 0 | 0 | 0 | 0 | 0 | 0 | 0 | 0 | 0 | 0 | 0 | 0 | 0 | 0 | 0 | 0 | 0 | 0 | 0 | 0 | 0 | 0 | 0 | 0 | 0 | 0 | 0 | 0 | 167 | 561 | 535 | 614 | 526 | 465 | 798 | 719 | 649 | 342 | 0 | 0 | 167 | 561 | 535 | 614 | 526 | 465 | 798 | 719 | 649 | 342 | 0 | 0 | 19 | 64 | 61 | 70 | 60 | 53 | 91 | 82 | 74 | 39 | 0 | 0 | 5376 | 5376 | 613 | 2020 | solar PV | FALSE
59715 | N | . | DD Hay Road Solar 23 LLC | Laurel Capital Partners | 59287 | DE | SAT | RFC |  | 22 | 2 | NAICS-22 Non-Cogen | PV | SUN | SUN | PJM | A |  | 0 | 0 | 0 | 0 | 0 | 0 | 0 | 0 | 0 | 0 | 0 | 0 | 0 | 0 | 0 | 0 | 0 | 0 | 0 | 0 | 0 | 0 | 0 | 0 | 0 | 0 | 0 | 0 | 0 | 0 | 0 | 0 | 0 | 0 | 0 | 0 | 568 | 602 | 797 | 878 | 977 | 888 | 952 | 832 | 703 | 696 | 590 | 573 | 568 | 602 | 797 | 878 | 977 | 888 | 952 | 832 | 703 | 696 | 590 | 573 | 64.748 | 68.706 | 90.962 | 100.178 | 111.415 | 101.322 | 108.571 | 94.873 | 80.22 | 79.346 | 67.282 | 65.377 | 0 | 0 | 9056 | 9056 | 1033 | 2020 | solar PV | TRUE
59717 | N | . | Framingham State University Plant | Framingham State University | 59484 | MA | NEW | NPCC |  | 611 | 4 | Commercial NAICS Non-Cogen | IC | DFO | DFO | ISNE | M | barrels | 3 | 1 | 3 | 2 | 3 | 3 | 13 | 3 | 1 | 1 | 2 | 2 | 3 | 1 | 3 | 2 | 3 | 3 | 13 | 3 | 1 | 1 | 2 | 2 | 5.88 | 5.88 | 5.88 | 5.88 | 5.88 | 5.88 | 5.88 | 5.88 | 5.88 | 5.88 | 5.88 | 5.88 | 18 | 6 | 18 | 12 | 18 | 18 | 76 | 18 | 6 | 6 | 12 | 12 | 18 | 6 | 18 | 12 | 18 | 18 | 76 | 18 | 6 | 6 | 12 | 12 | 0 | 0 | 1 | 0 | 0 | 1 | 7 | 1 | 0 | 0 | 1 | 0 | 37 | 37 | 220 | 220 | 11 | 2020 | petroleum | FALSE
59717 | N | . | Framingham State University Plant | Framingham State University | 59484 | MA | NEW | NPCC |  | 611 | 4 | Commercial NAICS Non-Cogen | IC | NG | NG | ISNE | M | mcf | 0 | 0 | 0 | 0 | 0 | 0 | 0 | 0 | 0 | 0 | 0 | 0 | 0 | 0 | 0 | 0 | 0 | 0 | 0 | 0 | 0 | 0 | 0 | 0 | 0 | 0 | 0 | 0 | 0 | 0 | 0 | 0 | 0 | 0 | 0 | 0 | 0 | 0 | 0 | 0 | 0 | 0 | 0 | 0 | 0 | 0 | 0 | 0 | 0 | 0 | 0 | 0 | 0 | 0 | 0 | 0 | 0 | 0 | 0 | 0 | 0 | 0 | 0 | 0 | 0 | 0 | 0 | 0 | 0 | 0 | 0 | 0 | 0 | 0 | 0 | 0 | 0 | 2020 | natural gas peaker | FALSE
59717 | N | . | Framingham State University Plant | Framingham State University | 59484 | MA | NEW | NPCC |  | 611 | 4 | Commercial NAICS Non-Cogen | PV | SUN | SUN | ISNE | M |  | 0 | 0 | 0 | 0 | 0 | 0 | 0 | 0 | 0 | 0 | 0 | 0 | 0 | 0 | 0 | 0 | 0 | 0 | 0 | 0 | 0 | 0 | 0 | 0 | 0 | 0 | 0 | 0 | 0 | 0 | 0 | 0 | 0 | 0 | 0 | 0 | 0 | 0 | 0 | 0 | 0 | 105 | 114 | 105 | 88 | 61 | 44 | 26 | 0 | 0 | 0 | 0 | 0 | 105 | 114 | 105 | 88 | 61 | 44 | 26 | 0 | 0 | 0 | 0 | 0 | 12 | 13 | 12 | 10 | 7 | 5 | 3 | 0 | 0 | 543 | 543 | 62 | 2020 | solar PV | FALSE
59719 | N | . | Charlotte Solar LLC VT | Altus Power America Management, LLC | 60281 | VT | NEW | NPCC |  | 22 | 2 | NAICS-22 Non-Cogen | PV | SUN | SUN | ISNE | A |  | 0 | 0 | 0 | 0 | 0 | 0 | 0 | 0 | 0 | 0 | 0 | 0 | 0 | 0 | 0 | 0 | 0 | 0 | 0 | 0 | 0 | 0 | 0 | 0 | 0 | 0 | 0 | 0 | 0 | 0 | 0 | 0 | 0 | 0 | 0 | 0 | 487 | 867 | 2361 | 2679 | 3741 | 3467 | 3572 | 3157 | 2493 | 1745 | 1045 | 432 | 487 | 867 | 2361 | 2679 | 3741 | 3467 | 3572 | 3157 | 2493 | 1745 | 1045 | 432 | 55.522 | 98.874 | 269.344 | 305.623 | 426.725 | 395.451 | 407.483 | 360.089 | 284.361 | 199.08 | 119.218 | 49.23 | 0 | 0 | 26046 | 26046 | 2971 | 2020 | solar PV | TRUE
59722 | N | . | Seville 1 | Seville Solar One LLC | 59491 | CA | PACC | WECC |  | 22 | 2 | NAICS-22 Non-Cogen | PV | SUN | SUN | IID | A |  | 0 | 0 | 0 | 0 | 0 | 0 | 0 | 0 | 0 | 0 | 0 | 0 | 0 | 0 | 0 | 0 | 0 | 0 | 0 | 0 | 0 | 0 | 0 | 0 | 0 | 0 | 0 | 0 | 0 | 0 | 0 | 0 | 0 | 0 | 0 | 0 | 23276 | 31552 | 30875 | 38911 | 50925 | 50711 | 57279 | 47454 | 37261 | 34441 | 27228 | 21558 | 23276 | 31552 | 30875 | 38911 | 50925 | 50711 | 57279 | 47454 | 37261 | 34441 | 27228 | 21558 | 2654.949 | 3598.912 | 3521.753 | 4438.4 | 5808.754 | 5784.36 | 6533.53 | 5412.849 | 4250.155 | 3928.533 | 3105.794 | 2459.011 | 0 | 0 | 451471 | 451471 | 51497 | 2020 | solar PV | TRUE
59723 | N | . | Seville 2 | Seville Solar Two LLC | 59492 | CA | PACC | WECC |  | 22 | 2 | NAICS-22 Non-Cogen | PV | SUN | SUN | IID | A |  | 0 | 0 | 0 | 0 | 0 | 0 | 0 | 0 | 0 | 0 | 0 | 0 | 0 | 0 | 0 | 0 | 0 | 0 | 0 | 0 | 0 | 0 | 0 | 0 | 0 | 0 | 0 | 0 | 0 | 0 | 0 | 0 | 0 | 0 | 0 | 0 | 36121 | 48964 | 47915 | 60386 | 79030 | 78698 | 88891 | 73643 | 57825 | 53449 | 42255 | 33456 | 36121 | 48964 | 47915 | 60386 | 79030 | 78698 | 88891 | 73643 | 57825 | 53449 | 42255 | 33456 | 4120.151 | 5585.068 | 5465.327 | 6887.85 | 9014.47 | 8976.614 | 10139.234 | 8400.076 | 6595.717 | 6096.6 | 4819.81 | 3816.083 | 0 | 0 | 700633 | 700633 | 79917 | 2020 | solar PV | TRUE
59724 | N | . | Scituate Wind | Scituate Wind LLC | 59493 | MA | NEW | NPCC |  | 22 | 2 | NAICS-22 Non-Cogen | WT | WND | WND | ISNE | A |  | 0 | 0 | 0 | 0 | 0 | 0 | 0 | 0 | 0 | 0 | 0 | 0 | 0 | 0 | 0 | 0 | 0 | 0 | 0 | 0 | 0 | 0 | 0 | 0 | 0 | 0 | 0 | 0 | 0 | 0 | 0 | 0 | 0 | 0 | 0 | 0 | 2173 | 2316 | 2918 | 3352 | 2781 | 1535 | 1613 | 1815 | 2036 | 2166 | 3588 | 3296 | 2173 | 2316 | 2918 | 3352 | 2781 | 1535 | 1613 | 1815 | 2036 | 2166 | 3588 | 3296 | 247.85 | 264.132 | 332.802 | 382.389 | 317.264 | 175.041 | 184.041 | 207.052 | 232.185 | 247.023 | 409.306 | 375.915 | 0 | 0 | 29589 | 29589 | 3375 | 2020 | onshore wind | TRUE
59725 | N | . | Fairhaven Wind | Fairhaven Wind LLC | 59494 | MA | NEW | NPCC |  | 22 | 2 | NAICS-22 Non-Cogen | WT | WND | WND | ISNE | A |  | 0 | 0 | 0 | 0 | 0 | 0 | 0 | 0 | 0 | 0 | 0 | 0 | 0 | 0 | 0 | 0 | 0 | 0 | 0 | 0 | 0 | 0 | 0 | 0 | 0 | 0 | 0 | 0 | 0 | 0 | 0 | 0 | 0 | 0 | 0 | 0 | 3737 | 3982 | 5018 | 5765 | 4783 | 2639 | 2775 | 3122 | 3501 | 3724 | 6171 | 5668 | 3737 | 3982 | 5018 | 5765 | 4783 | 2639 | 2775 | 3122 | 3501 | 3724 | 6171 | 5668 | 426.229 | 454.229 | 572.321 | 657.597 | 545.6 | 301.018 | 316.496 | 356.067 | 399.289 | 424.806 | 703.885 | 646.463 | 0 | 0 | 50885 | 50885 | 5804 | 2020 | onshore wind | TRUE
59726 | N | . | CML&P Generating Facility No. 2 | City of Coffeyville - (KS) | 3892 | KS | WNC | MRO |  | 22 | 1 | Electric Utility | IC | NG | NG | SWPP | A | mcf | 41753 | 35225 | 30270 | 26027 | 24050 | 37127 | 54146 | 37936 | 25626 | 28479 | 22068 | 33979 | 41753 | 35225 | 30270 | 26027 | 24050 | 37127 | 54146 | 37936 | 25626 | 28479 | 22068 | 33979 | 1.02 | 1.02 | 1.02 | 1.02 | 1.02 | 1.02 | 1.02 | 1.02 | 1.02 | 1.02 | 1.02 | 1.02 | 42588 | 35930 | 30875 | 26548 | 24531 | 37870 | 55229 | 38695 | 26139 | 29049 | 22509 | 34659 | 42588 | 35930 | 30875 | 26548 | 24531 | 37870 | 55229 | 38695 | 26139 | 29049 | 22509 | 34659 | 4684.468 | 3951.856 | 3395.935 | 2919.921 | 2698.176 | 4165.205 | 6074.574 | 4255.996 | 2874.931 | 3195.054 | 2475.767 | 3812.117 | 396686 | 396686 | 404622 | 404622 | 44504 | 2020 | natural gas peaker | TRUE
59727 | N | . | Bull Street Plant | City of Orangeburg - (SC) | 14164 | SC | SAT | SERC |  | 22 | 1 | Electric Utility | GT | NG | NG | SCEG | A | mcf | 19 | 19 | 19 | 19 | 21 | 19 | 25 | 22 | 18 | 16 | 15 | 18 | 19 | 19 | 19 | 19 | 21 | 19 | 25 | 22 | 18 | 16 | 15 | 18 | 0.975 | 0.975 | 0.975 | 0.975 | 0.975 | 0.975 | 0.975 | 0.975 | 0.975 | 0.975 | 0.975 | 0.975 | 19 | 19 | 19 | 19 | 20 | 19 | 24 | 21 | 18 | 16 | 15 | 18 | 19 | 19 | 19 | 19 | 20 | 19 | 24 | 21 | 18 | 16 | 15 | 18 | -3.128 | -3.072 | -3.193 | -3.175 | -3.435 | -3.132 | -4.178 | -3.692 | -2.899 | -2.704 | -2.436 | -2.956 | 230 | 230 | 227 | 227 | -38 | 2020 | natural gas peaker | TRUE
59728 | N | . | Substation 20 Plant | City of Orangeburg - (SC) | 14164 | SC | SAT | SERC |  | 22 | 1 | Electric Utility | GT | NG | NG | SCEG | A | mcf | 9 | 10 | 10 | 10 | 11 | 10 | 13 | 12 | 9 | 8 | 8 | 9 | 9 | 10 | 10 | 10 | 11 | 10 | 13 | 12 | 9 | 8 | 8 | 9 | 0.975 | 0.975 | 0.975 | 0.975 | 0.975 | 0.975 | 0.975 | 0.975 | 0.975 | 0.975 | 0.975 | 0.975 | 9 | 10 | 10 | 10 | 11 | 10 | 13 | 12 | 9 | 8 | 8 | 9 | 9 | 10 | 10 | 10 | 11 | 10 | 13 | 12 | 9 | 8 | 8 | 9 | -2.469 | -2.425 | -2.521 | -2.507 | -2.712 | -2.472 | -3.298 | -2.915 | -2.289 | -2.135 | -1.923 | -2.334 | 119 | 119 | 119 | 119 | -30 | 2020 | natural gas peaker | TRUE
59729 | N | . | Macon Solar Power Project | MC Power Companies Inc | 58822 | MO | WNC | SERC |  | 22 | 2 | NAICS-22 Non-Cogen | PV | SUN | SUN | SWPP | M |  | 0 | 0 | 0 | 0 | 0 | 0 | 0 | 0 | 0 | 0 | 0 | 0 | 0 | 0 | 0 | 0 | 0 | 0 | 0 | 0 | 0 | 0 | 0 | 0 | 0 | 0 | 0 | 0 | 0 | 0 | 0 | 0 | 0 | 0 | 0 | 0 | 1254 | 2341 | 2823 | 3542 | 3235 | 3971 | 3822 | 3121 | 3042 | 2762 | 2446 | 1806 | 1254 | 2341 | 2823 | 3542 | 3235 | 3971 | 3822 | 3121 | 3042 | 2762 | 2446 | 1806 | 143 | 267 | 322 | 404 | 369 | 453 | 436 | 356 | 347 | 315 | 279 | 206 | 0 | 0 | 34165 | 34165 | 3897 | 2020 | solar PV | TRUE
59730 | N | . | SEPV 18 | Sustainable Power Group, LLC | 58661 | CA | PACC | WECC |  | 22 | 2 | NAICS-22 Non-Cogen | PV | SUN | SUN | CISO | A |  | 0 | 0 | 0 | 0 | 0 | 0 | 0 | 0 | 0 | 0 | 0 | 0 | 0 | 0 | 0 | 0 | 0 | 0 | 0 | 0 | 0 | 0 | 0 | 0 | 0 | 0 | 0 | 0 | 0 | 0 | 0 | 0 | 0 | 0 | 0 | 0 | 2387 | 3236 | 3167 | 3991 | 5223 | 5201 | 5875 | 4867 | 3822 | 3533 | 2793 | 2211 | 2387 | 3236 | 3167 | 3991 | 5223 | 5201 | 5875 | 4867 | 3822 | 3533 | 2793 | 2211 | 272.315 | 369.137 | 361.223 | 455.243 | 595.799 | 593.296 | 670.138 | 555.191 | 435.935 | 402.946 | 318.558 | 252.219 | 0 | 0 | 46306 | 46306 | 5282 | 2020 | solar PV | TRUE
59731 | N | . | Templeton | Sunny Templeton, LLC | 59500 | MA | NEW | NPCC |  | 22 | 2 | NAICS-22 Non-Cogen | PV | SUN | SUN | ISNE | A |  | 0 | 0 | 0 | 0 | 0 | 0 | 0 | 0 | 0 | 0 | 0 | 0 | 0 | 0 | 0 | 0 | 0 | 0 | 0 | 0 | 0 | 0 | 0 | 0 | 0 | 0 | 0 | 0 | 0 | 0 | 0 | 0 | 0 | 0 | 0 | 0 | 1662 | 2177 | 3313 | 3176 | 4478 | 4231 | 4167 | 3939 | 3420 | 2486 | 1778 | 1353 | 1662 | 2177 | 3313 | 3176 | 4478 | 4231 | 4167 | 3939 | 3420 | 2486 | 1778 | 1353 | 189.608 | 248.354 | 377.892 | 362.324 | 510.808 | 482.609 | 475.266 | 449.27 | 390.082 | 283.603 | 202.825 | 154.359 | 0 | 0 | 36180 | 36180 | 4127 | 2020 | solar PV | TRUE
59732 | N | . | Green Pastures Wind I | Green Pastures Wind I, LLC | 59501 | TX | WSC | TRE |  | 22 | 2 | NAICS-22 Non-Cogen | WT | WND | WND | ERCO | A |  | 0 | 0 | 0 | 0 | 0 | 0 | 0 | 0 | 0 | 0 | 0 | 0 | 0 | 0 | 0 | 0 | 0 | 0 | 0 | 0 | 0 | 0 | 0 | 0 | 0 | 0 | 0 | 0 | 0 | 0 | 0 | 0 | 0 | 0 | 0 | 0 | 393268 | 380720 | 379008 | 381594 | 397786 | 418617 | 344571 | 316343 | 257341 | 362760 | 368020 | 391967 | 393268 | 380720 | 379008 | 381594 | 397786 | 418617 | 344571 | 316343 | 257341 | 362760 | 368020 | 391967 | 44857.79 | 43426.497 | 43231.202 | 43526.195 | 45373.151 | 47749.228 | 39303.128 | 36083.361 | 29353.387 | 41377.917 | 41977.822 | 44709.322 | 0 | 0 | 4391995 | 4391995 | 500969 | 2020 | onshore wind | TRUE
59733 | N | . | Green Pastures Wind II | Green Pastures Wind II, LLC | 59502 | TX | WSC | TRE |  | 22 | 2 | NAICS-22 Non-Cogen | WT | WND | WND | ERCO | A |  | 0 | 0 | 0 | 0 | 0 | 0 | 0 | 0 | 0 | 0 | 0 | 0 | 0 | 0 | 0 | 0 | 0 | 0 | 0 | 0 | 0 | 0 | 0 | 0 | 0 | 0 | 0 | 0 | 0 | 0 | 0 | 0 | 0 | 0 | 0 | 0 | 377406 | 365364 | 363721 | 366203 | 381742 | 401733 | 330673 | 303584 | 246962 | 348129 | 353176 | 376157 | 377406 | 365364 | 363721 | 366203 | 381742 | 401733 | 330673 | 303584 | 246962 | 348129 | 353176 | 376157 | 43048.503 | 41674.94 | 41487.522 | 41770.616 | 43543.078 | 45823.319 | 37717.882 | 34627.981 | 28169.453 | 39708.987 | 40284.695 | 42906.024 | 0 | 0 | 4214850 | 4214850 | 480763 | 2020 | onshore wind | TRUE
59734 | N | . | Briscoe Wind Farm | Capital Dynamics | 59503 | TX | WSC | TRE |  | 22 | 2 | NAICS-22 Non-Cogen | WT | WND | WND | ERCO | A |  | 0 | 0 | 0 | 0 | 0 | 0 | 0 | 0 | 0 | 0 | 0 | 0 | 0 | 0 | 0 | 0 | 0 | 0 | 0 | 0 | 0 | 0 | 0 | 0 | 0 | 0 | 0 | 0 | 0 | 0 | 0 | 0 | 0 | 0 | 0 | 0 | 245137 | 237316 | 236249 | 237861 | 247954 | 260938 | 214783 | 197187 | 160409 | 226121 | 229399 | 244326 | 245137 | 237316 | 236249 | 237861 | 247954 | 260938 | 214783 | 197187 | 160409 | 226121 | 229399 | 244326 | 27961.385 | 27069.211 | 26947.477 | 27131.356 | 28282.627 | 29763.716 | 24498.975 | 22491.985 | 18296.964 | 25792.262 | 26166.203 | 27868.839 | 0 | 0 | 2737680 | 2737680 | 312271 | 2020 | onshore wind | TRUE
59735 | N | . | Kirkwood Wind Turbine | Kirkwood Community College | 59504 | IA | WNC | MRO |  | 22 | 2 | NAICS-22 Non-Cogen | WT | WND | WND | MISO | A |  | 0 | 0 | 0 | 0 | 0 | 0 | 0 | 0 | 0 | 0 | 0 | 0 | 0 | 0 | 0 | 0 | 0 | 0 | 0 | 0 | 0 | 0 | 0 | 0 | 0 | 0 | 0 | 0 | 0 | 0 | 0 | 0 | 0 | 0 | 0 | 0 | 1550 | 1870 | 1866 | 1857 | 1643 | 1927 | 1055 | 1426 | 1838 | 2052 | 2348 | 1811 | 1550 | 1870 | 1866 | 1857 | 1643 | 1927 | 1055 | 1426 | 1838 | 2052 | 2348 | 1811 | 176.789 | 213.284 | 212.84 | 211.816 | 187.356 | 219.768 | 120.392 | 162.702 | 209.596 | 234.049 | 267.794 | 206.614 | 0 | 0 | 21243 | 21243 | 2423 | 2020 | onshore wind | TRUE
59736 | N | . | Valentine Wind, LLC | Valentine Wind, LLC | 59506 | NE | WNC | MRO |  | 22 | 2 | NAICS-22 Non-Cogen | WT | WND | WND | SWPP | A |  | 0 | 0 | 0 | 0 | 0 | 0 | 0 | 0 | 0 | 0 | 0 | 0 | 0 | 0 | 0 | 0 | 0 | 0 | 0 | 0 | 0 | 0 | 0 | 0 | 0 | 0 | 0 | 0 | 0 | 0 | 0 | 0 | 0 | 0 | 0 | 0 | 4703 | 4951 | 4792 | 4637 | 4004 | 5045 | 3646 | 4332 | 4704 | 4807 | 5104 | 5057 | 4703 | 4951 | 4792 | 4637 | 4004 | 5045 | 3646 | 4332 | 4704 | 4807 | 5104 | 5057 | 536.475 | 564.75 | 546.62 | 528.871 | 456.763 | 575.487 | 415.926 | 494.112 | 536.543 | 548.336 | 582.24 | 576.877 | 0 | 0 | 55782 | 55782 | 6363 | 2020 | onshore wind | TRUE
59737 | N | . | Aspiration G | Sustainable Power Group, LLC | 58661 | CA | PACC | WECC |  | 22 | 2 | NAICS-22 Non-Cogen | PV | SUN | SUN | CISO | A |  | 0 | 0 | 0 | 0 | 0 | 0 | 0 | 0 | 0 | 0 | 0 | 0 | 0 | 0 | 0 | 0 | 0 | 0 | 0 | 0 | 0 | 0 | 0 | 0 | 0 | 0 | 0 | 0 | 0 | 0 | 0 | 0 | 0 | 0 | 0 | 0 | 9530 | 12919 | 12642 | 15932 | 20851 | 20763 | 23453 | 19430 | 15256 | 14102 | 11148 | 8827 | 9530 | 12919 | 12642 | 15932 | 20851 | 20763 | 23453 | 19430 | 15256 | 14102 | 11148 | 8827 | 1087.046 | 1473.543 | 1441.951 | 1817.264 | 2378.344 | 2368.356 | 2675.097 | 2216.244 | 1740.189 | 1608.504 | 1271.641 | 1006.821 | 0 | 0 | 184853 | 184853 | 21085 | 2020 | solar PV | TRUE
59738 | N | . | Citizen B | Sustainable Power Group, LLC | 58661 | CA | PACC | WECC |  | 22 | 2 | NAICS-22 Non-Cogen | PV | SUN | SUN | CISO | A |  | 0 | 0 | 0 | 0 | 0 | 0 | 0 | 0 | 0 | 0 | 0 | 0 | 0 | 0 | 0 | 0 | 0 | 0 | 0 | 0 | 0 | 0 | 0 | 0 | 0 | 0 | 0 | 0 | 0 | 0 | 0 | 0 | 0 | 0 | 0 | 0 | 4668 | 6328 | 6192 | 7804 | 10213 | 10170 | 11488 | 9517 | 7473 | 6907 | 5461 | 4324 | 4668 | 6328 | 6192 | 7804 | 10213 | 10170 | 11488 | 9517 | 7473 | 6907 | 5461 | 4324 | 532.464 | 721.781 | 706.307 | 890.145 | 1164.977 | 1160.084 | 1310.335 | 1085.576 | 852.391 | 787.888 | 622.884 | 493.168 | 0 | 0 | 90545 | 90545 | 10328 | 2020 | solar PV | TRUE
59739 | N | . | Lancaster WAD B | Sustainable Power Group, LLC | 58661 | CA | PACC | WECC |  | 22 | 2 | NAICS-22 Non-Cogen | PV | SUN | SUN | CISO | A |  | 0 | 0 | 0 | 0 | 0 | 0 | 0 | 0 | 0 | 0 | 0 | 0 | 0 | 0 | 0 | 0 | 0 | 0 | 0 | 0 | 0 | 0 | 0 | 0 | 0 | 0 | 0 | 0 | 0 | 0 | 0 | 0 | 0 | 0 | 0 | 0 | 3324 | 4506 | 4409 | 5557 | 7272 | 7242 | 8180 | 6777 | 5321 | 4918 | 3888 | 3079 | 3324 | 4506 | 4409 | 5557 | 7272 | 7242 | 8180 | 6777 | 5321 | 4918 | 3888 | 3079 | 379.138 | 513.941 | 502.922 | 633.823 | 829.516 | 826.032 | 933.017 | 772.979 | 606.941 | 561.012 | 443.521 | 351.158 | 0 | 0 | 64473 | 64473 | 7354 | 2020 | solar PV | TRUE
59740 | N | . | SEPV Mojave West | Sustainable Power Group, LLC | 58661 | CA | PACC | WECC |  | 22 | 2 | NAICS-22 Non-Cogen | PV | SUN | SUN | CISO | A |  | 0 | 0 | 0 | 0 | 0 | 0 | 0 | 0 | 0 | 0 | 0 | 0 | 0 | 0 | 0 | 0 | 0 | 0 | 0 | 0 | 0 | 0 | 0 | 0 | 0 | 0 | 0 | 0 | 0 | 0 | 0 | 0 | 0 | 0 | 0 | 0 | 23885 | 32378 | 31683 | 39930 | 52258 | 52039 | 58779 | 48697 | 38236 | 35343 | 27941 | 22122 | 23885 | 32378 | 31683 | 39930 | 52258 | 52039 | 58779 | 48697 | 38236 | 35343 | 27941 | 22122 | 2724.445 | 3693.118 | 3613.939 | 4554.581 | 5960.805 | 5935.773 | 6704.554 | 5554.538 | 4361.408 | 4031.368 | 3187.092 | 2523.379 | 0 | 0 | 463291 | 463291 | 52845 | 2020 | solar PV | TRUE
59741 | N | . | Barton Solar Farm | Barton Solar, LLC | 59508 | VT | NEW | NPCC |  | 22 | 2 | NAICS-22 Non-Cogen | PV | SUN | SUN | ISNE | A |  | 0 | 0 | 0 | 0 | 0 | 0 | 0 | 0 | 0 | 0 | 0 | 0 | 0 | 0 | 0 | 0 | 0 | 0 | 0 | 0 | 0 | 0 | 0 | 0 | 0 | 0 | 0 | 0 | 0 | 0 | 0 | 0 | 0 | 0 | 0 | 0 | 446 | 795 | 2165 | 2457 | 3430 | 3179 | 3275 | 2894 | 2286 | 1600 | 958 | 396 | 446 | 795 | 2165 | 2457 | 3430 | 3179 | 3275 | 2894 | 2286 | 1600 | 958 | 396 | 50.906 | 90.654 | 246.951 | 280.215 | 391.248 | 362.574 | 373.606 | 330.152 | 260.72 | 182.529 | 109.307 | 45.138 | 0 | 0 | 23881 | 23881 | 2724 | 2020 | solar PV | TRUE
59742 | N | . | Sunnyside Ranch Community Solar Array | Holy Cross Electric Assn, Inc | 8773 | CO | MTN | WECC |  | 22 | 2 | NAICS-22 Non-Cogen | PV | SUN | SUN | PSCO | A |  | 0 | 0 | 0 | 0 | 0 | 0 | 0 | 0 | 0 | 0 | 0 | 0 | 0 | 0 | 0 | 0 | 0 | 0 | 0 | 0 | 0 | 0 | 0 | 0 | 0 | 0 | 0 | 0 | 0 | 0 | 0 | 0 | 0 | 0 | 0 | 0 | 1468 | 1547 | 2370 | 2648 | 3075 | 2982 | 3090 | 2519 | 2454 | 1849 | 1594 | 1204 | 1468 | 1547 | 2370 | 2648 | 3075 | 2982 | 3090 | 2519 | 2454 | 1849 | 1594 | 1204 | 167.499 | 176.445 | 270.303 | 302.091 | 350.79 | 340.086 | 352.471 | 287.271 | 279.968 | 210.948 | 181.779 | 137.349 | 0 | 0 | 26800 | 26800 | 3057 | 2020 | solar PV | TRUE
59743 | N | . | Chimes West Friendship (Nixon Farms) | SunE SEM 1, LLC | 59540 | MD | SAT | RFC |  | 22 | 2 | NAICS-22 Non-Cogen | PV | SUN | SUN | PJM | A |  | 0 | 0 | 0 | 0 | 0 | 0 | 0 | 0 | 0 | 0 | 0 | 0 | 0 | 0 | 0 | 0 | 0 | 0 | 0 | 0 | 0 | 0 | 0 | 0 | 0 | 0 | 0 | 0 | 0 | 0 | 0 | 0 | 0 | 0 | 0 | 0 | 890 | 1011 | 1284 | 1440 | 1646 | 1774 | 1763 | 1470 | 1304 | 1119 | 1011 | 745 | 890 | 1011 | 1284 | 1440 | 1646 | 1774 | 1763 | 1470 | 1304 | 1119 | 1011 | 745 | 101.492 | 115.284 | 146.455 | 164.287 | 187.802 | 202.362 | 201.056 | 167.62 | 148.736 | 127.648 | 115.277 | 84.981 | 0 | 0 | 15457 | 15457 | 1763 | 2020 | solar PV | TRUE
59744 | N | . | Lakeland Electric Co. (FL)-Airport 1 | Longroad Energy Services LLC | 61219 | FL | SAT | SERC |  | 22 | 2 | NAICS-22 Non-Cogen | PV | SUN | SUN | TEC | A |  | 0 | 0 | 0 | 0 | 0 | 0 | 0 | 0 | 0 | 0 | 0 | 0 | 0 | 0 | 0 | 0 | 0 | 0 | 0 | 0 | 0 | 0 | 0 | 0 | 0 | 0 | 0 | 0 | 0 | 0 | 0 | 0 | 0 | 0 | 0 | 0 | 1936 | 2096 | 2794 | 2532 | 2987 | 2578 | 2644 | 2522 | 2184 | 2132 | 1865 | 2029 | 1936 | 2096 | 2794 | 2532 | 2987 | 2578 | 2644 | 2522 | 2184 | 2132 | 1865 | 2029 | 220.87 | 239.107 | 318.701 | 288.78 | 340.685 | 294.098 | 301.535 | 287.716 | 249.159 | 243.16 | 212.723 | 231.466 | 0 | 0 | 28299 | 28299 | 3228 | 2020 | solar PV | TRUE
59745 | N | . | Leominster (MA)-South Street-R&D | South Street Solar, LLC | 59511 | MA | NEW | NPCC |  | 22 | 2 | NAICS-22 Non-Cogen | PV | SUN | SUN | ISNE | A |  | 0 | 0 | 0 | 0 | 0 | 0 | 0 | 0 | 0 | 0 | 0 | 0 | 0 | 0 | 0 | 0 | 0 | 0 | 0 | 0 | 0 | 0 | 0 | 0 | 0 | 0 | 0 | 0 | 0 | 0 | 0 | 0 | 0 | 0 | 0 | 0 | 1509 | 1977 | 3008 | 2884 | 4066 | 3841 | 3783 | 3576 | 3105 | 2257 | 1614 | 1229 | 1509 | 1977 | 3008 | 2884 | 4066 | 3841 | 3783 | 3576 | 3105 | 2257 | 1614 | 1229 | 172.147 | 225.487 | 343.097 | 328.963 | 463.775 | 438.172 | 431.505 | 407.903 | 354.165 | 257.49 | 184.15 | 140.146 | 0 | 0 | 32849 | 32849 | 3747 | 2020 | solar PV | TRUE
59746 | N | . | DSH (CA) - Coalinga State Hospital | Team-Solar, Inc. | 59512 | CA | PACC | WECC |  | 22 | 2 | NAICS-22 Non-Cogen | PV | SUN | SUN | CISO | A |  | 0 | 0 | 0 | 0 | 0 | 0 | 0 | 0 | 0 | 0 | 0 | 0 | 0 | 0 | 0 | 0 | 0 | 0 | 0 | 0 | 0 | 0 | 0 | 0 | 0 | 0 | 0 | 0 | 0 | 0 | 0 | 0 | 0 | 0 | 0 | 0 | 2149 | 2913 | 2851 | 3593 | 4702 | 4682 | 5289 | 4382 | 3441 | 3180 | 2514 | 1991 | 2149 | 2913 | 2851 | 3593 | 4702 | 4682 | 5289 | 4382 | 3441 | 3180 | 2514 | 1991 | 245.145 | 332.307 | 325.183 | 409.822 | 536.354 | 534.102 | 603.277 | 499.798 | 392.44 | 362.743 | 286.775 | 227.054 | 0 | 0 | 41687 | 41687 | 4755 | 2020 | solar PV | TRUE
59747 | N | . | River Mountains Solar | River Mountains Solar, LLC | 59514 | NV | MTN | WECC |  | 22 | 2 | NAICS-22 Non-Cogen | PV | SUN | SUN | NEVP | A |  | 0 | 0 | 0 | 0 | 0 | 0 | 0 | 0 | 0 | 0 | 0 | 0 | 0 | 0 | 0 | 0 | 0 | 0 | 0 | 0 | 0 | 0 | 0 | 0 | 0 | 0 | 0 | 0 | 0 | 0 | 0 | 0 | 0 | 0 | 0 | 0 | 17236 | 21761 | 23244 | 27407 | 30700 | 32932 | 34214 | 30713 | 26783 | 24274 | 18039 | 14896 | 17236 | 21761 | 23244 | 27407 | 30700 | 32932 | 34214 | 30713 | 26783 | 24274 | 18039 | 14896 | 1966.005 | 2482.146 | 2651.307 | 3126.17 | 3501.714 | 3756.366 | 3902.587 | 3503.284 | 3054.956 | 2768.745 | 2057.625 | 1699.095 | 0 | 0 | 302199 | 302199 | 34470 | 2020 | solar PV | TRUE
59748 | N | . | CDCR (CA) - Pleasant Valley State Prison | Team-Solar, Inc. | 59512 | CA | PACC | WECC |  | 22 | 2 | NAICS-22 Non-Cogen | PV | SUN | SUN | CISO | A |  | 0 | 0 | 0 | 0 | 0 | 0 | 0 | 0 | 0 | 0 | 0 | 0 | 0 | 0 | 0 | 0 | 0 | 0 | 0 | 0 | 0 | 0 | 0 | 0 | 0 | 0 | 0 | 0 | 0 | 0 | 0 | 0 | 0 | 0 | 0 | 0 | 1324 | 1795 | 1756 | 2213 | 2896 | 2884 | 3258 | 2699 | 2119 | 1959 | 1549 | 1226 | 1324 | 1795 | 1756 | 2213 | 2896 | 2884 | 3258 | 2699 | 2119 | 1959 | 1549 | 1226 | 151.006 | 204.696 | 200.307 | 252.443 | 330.385 | 328.998 | 371.608 | 307.867 | 241.736 | 223.444 | 176.649 | 139.861 | 0 | 0 | 25678 | 25678 | 2929 | 2020 | solar PV | TRUE
59749 | N | . | UMES (MD) - Princess Anne | NVT LICENSES, LLC | 58473 | MD | SAT | RFC |  | 22 | 2 | NAICS-22 Non-Cogen | PV | SUN | SUN | PJM | A |  | 0 | 0 | 0 | 0 | 0 | 0 | 0 | 0 | 0 | 0 | 0 | 0 | 0 | 0 | 0 | 0 | 0 | 0 | 0 | 0 | 0 | 0 | 0 | 0 | 0 | 0 | 0 | 0 | 0 | 0 | 0 | 0 | 0 | 0 | 0 | 0 | 1603 | 1821 | 2313 | 2595 | 2966 | 3196 | 3175 | 2647 | 2349 | 2016 | 1821 | 1342 | 1603 | 1821 | 2313 | 2595 | 2966 | 3196 | 3175 | 2647 | 2349 | 2016 | 1821 | 1342 | 182.835 | 207.682 | 263.835 | 295.959 | 338.32 | 364.55 | 362.198 | 301.963 | 267.944 | 229.955 | 207.668 | 153.091 | 0 | 0 | 27844 | 27844 | 3176 | 2020 | solar PV | TRUE
59750 | N | . | Bourne (MA) - Holliston I | NVT LICENSES, LLC | 58473 | MA | NEW | NPCC |  | 22 | 2 | NAICS-22 Non-Cogen | PV | SUN | SUN | ISNE | A |  | 0 | 0 | 0 | 0 | 0 | 0 | 0 | 0 | 0 | 0 | 0 | 0 | 0 | 0 | 0 | 0 | 0 | 0 | 0 | 0 | 0 | 0 | 0 | 0 | 0 | 0 | 0 | 0 | 0 | 0 | 0 | 0 | 0 | 0 | 0 | 0 | 1370 | 1794 | 2730 | 2618 | 3690 | 3487 | 3434 | 3246 | 2818 | 2049 | 1465 | 1115 | 1370 | 1794 | 2730 | 2618 | 3690 | 3487 | 3434 | 3246 | 2818 | 2049 | 1465 | 1115 | 156.253 | 204.665 | 311.415 | 298.586 | 420.949 | 397.711 | 391.66 | 370.237 | 321.461 | 233.713 | 167.145 | 127.205 | 0 | 0 | 29816 | 29816 | 3401 | 2020 | solar PV | TRUE
59751 | N | . | Wilzig Associates, LLC | Wilzig Associates, LLC | 59518 | NJ | MAT | RFC |  | 53 | 4 | Commercial NAICS Non-Cogen | PV | SUN | SUN | PJM | A |  | 0 | 0 | 0 | 0 | 0 | 0 | 0 | 0 | 0 | 0 | 0 | 0 | 0 | 0 | 0 | 0 | 0 | 0 | 0 | 0 | 0 | 0 | 0 | 0 | 0 | 0 | 0 | 0 | 0 | 0 | 0 | 0 | 0 | 0 | 0 | 0 | 485 | 545 | 781 | 812 | 1063 | 1116 | 1051 | 908 | 834 | 603 | 553 | 383 | 485 | 545 | 781 | 812 | 1063 | 1116 | 1051 | 908 | 834 | 603 | 553 | 383 | 55.37 | 62.21 | 89.099 | 92.653 | 121.257 | 127.287 | 119.885 | 103.585 | 95.177 | 68.73 | 63.068 | 43.679 | 0 | 0 | 9134 | 9134 | 1042 | 2020 | solar PV | FALSE
59752 | N | . | BlueWave Capital - Grafton (SREC II) | TerraForm Solar XVII, LLC | 59519 | MA | NEW | NPCC |  | 22 | 2 | NAICS-22 Non-Cogen | PV | SUN | SUN | ISNE | A |  | 0 | 0 | 0 | 0 | 0 | 0 | 0 | 0 | 0 | 0 | 0 | 0 | 0 | 0 | 0 | 0 | 0 | 0 | 0 | 0 | 0 | 0 | 0 | 0 | 0 | 0 | 0 | 0 | 0 | 0 | 0 | 0 | 0 | 0 | 0 | 0 | 695 | 911 | 1386 | 1328 | 1873 | 1770 | 1743 | 1647 | 1430 | 1040 | 744 | 566 | 695 | 911 | 1386 | 1328 | 1873 | 1770 | 1743 | 1647 | 1430 | 1040 | 744 | 566 | 79.297 | 103.867 | 158.043 | 151.532 | 213.631 | 201.838 | 198.766 | 187.894 | 163.141 | 118.609 | 84.826 | 64.556 | 0 | 0 | 15133 | 15133 | 1726 | 2020 | solar PV | TRUE
59754 | N | . | Lakeland Electric Co. (FL) - Airport II | NVT LICENSES, LLC | 58473 | FL | SAT | SERC |  | 22 | 2 | NAICS-22 Non-Cogen | PV | SUN | SUN | TEC | A |  | 0 | 0 | 0 | 0 | 0 | 0 | 0 | 0 | 0 | 0 | 0 | 0 | 0 | 0 | 0 | 0 | 0 | 0 | 0 | 0 | 0 | 0 | 0 | 0 | 0 | 0 | 0 | 0 | 0 | 0 | 0 | 0 | 0 | 0 | 0 | 0 | 5804 | 6283 | 8374 | 7588 | 8952 | 7728 | 7923 | 7560 | 6547 | 6389 | 5590 | 6082 | 5804 | 6283 | 8374 | 7588 | 8952 | 7728 | 7923 | 7560 | 6547 | 6389 | 5590 | 6082 | 661.995 | 716.654 | 955.215 | 865.536 | 1021.104 | 881.474 | 903.764 | 862.346 | 746.781 | 728.802 | 637.576 | 693.753 | 0 | 0 | 84820 | 84820 | 9675 | 2020 | solar PV | TRUE
59755 | N | . | Chester Power Partners | Chester Power Partners LLC | 59522 | VT | NEW | NPCC |  | 22 | 2 | NAICS-22 Non-Cogen | PV | SUN | SUN | ISNE | A |  | 0 | 0 | 0 | 0 | 0 | 0 | 0 | 0 | 0 | 0 | 0 | 0 | 0 | 0 | 0 | 0 | 0 | 0 | 0 | 0 | 0 | 0 | 0 | 0 | 0 | 0 | 0 | 0 | 0 | 0 | 0 | 0 | 0 | 0 | 0 | 0 | 455 | 811 | 2209 | 2506 | 3499 | 3243 | 3342 | 2953 | 2332 | 1633 | 978 | 404 | 455 | 811 | 2209 | 2506 | 3499 | 3243 | 3342 | 2953 | 2332 | 1633 | 978 | 404 | 51.933 | 92.484 | 251.937 | 285.873 | 399.148 | 369.895 | 381.149 | 336.819 | 265.984 | 186.215 | 111.514 | 46.049 | 0 | 0 | 24365 | 24365 | 2779 | 2020 | solar PV | TRUE
59759 | N | . | Glades Pike Generation Plant | State Correctnl Inst Laurel Highlands | 59526 | PA | MAT | RFC |  | 92214 | 4 | Commercial NAICS Non-Cogen | GT | LFG | MLG | PJM | A | mcf | 29841 | 25525 | 27911 | 27597 | 27242 | 26977 | 28597 | 28190 | 26687 | 21450 | 24231 | 26617 | 29841 | 25525 | 27911 | 27597 | 27242 | 26977 | 28597 | 28190 | 26687 | 21450 | 24231 | 26617 | 0.45 | 0.45 | 0.45 | 0.45 | 0.45 | 0.45 | 0.45 | 0.45 | 0.45 | 0.45 | 0.45 | 0.45 | 13428 | 11486 | 12560 | 12419 | 12259 | 12140 | 12869 | 12686 | 12009 | 9653 | 10904 | 11978 | 13428 | 11486 | 12560 | 12419 | 12259 | 12140 | 12869 | 12686 | 12009 | 9653 | 10904 | 11978 | 794.585 | 679.68 | 743.209 | 734.866 | 725.389 | 718.353 | 761.471 | 750.647 | 710.618 | 571.178 | 645.235 | 708.769 | 320865 | 320865 | 144391 | 144391 | 8544 | 2020 | biomass | FALSE
59759 | N | . | Glades Pike Generation Plant | State Correctnl Inst Laurel Highlands | 59526 | PA | MAT | RFC |  | 92214 | 4 | Commercial NAICS Non-Cogen | IC | LFG | MLG | PJM | A | mcf | 16269 | 13917 | 15218 | 15047 | 14853 | 14709 | 15592 | 15370 | 14551 | 11695 | 13212 | 14513 | 16269 | 13917 | 15218 | 15047 | 14853 | 14709 | 15592 | 15370 | 14551 | 11695 | 13212 | 14513 | 0.45 | 0.45 | 0.45 | 0.45 | 0.45 | 0.45 | 0.45 | 0.45 | 0.45 | 0.45 | 0.45 | 0.45 | 7321 | 6263 | 6848 | 6771 | 6684 | 6619 | 7016 | 6917 | 6548 | 5263 | 5945 | 6531 | 7321 | 6263 | 6848 | 6771 | 6684 | 6619 | 7016 | 6917 | 6548 | 5263 | 5945 | 6531 | 583.385 | 499.02 | 545.664 | 539.538 | 532.58 | 527.415 | 559.071 | 551.125 | 521.735 | 419.358 | 473.731 | 520.378 | 174946 | 174946 | 78726 | 78726 | 6273 | 2020 | biomass | FALSE
59760 | N | . | Red Hill Solar Center, LLC | SRE Utility Solar 1, LLC | 61119 | NC | SAT | SERC |  | 22 | 2 | NAICS-22 Non-Cogen | PV | SUN | SUN | CPLE | A |  | 0 | 0 | 0 | 0 | 0 | 0 | 0 | 0 | 0 | 0 | 0 | 0 | 0 | 0 | 0 | 0 | 0 | 0 | 0 | 0 | 0 | 0 | 0 | 0 | 0 | 0 | 0 | 0 | 0 | 0 | 0 | 0 | 0 | 0 | 0 | 0 | 4049 | 4161 | 5323 | 7229 | 7235 | 7039 | 7874 | 6322 | 5354 | 5428 | 4540 | 3837 | 4049 | 4161 | 5323 | 7229 | 7235 | 7039 | 7874 | 6322 | 5354 | 5428 | 4540 | 3837 | 461.845 | 474.639 | 607.11 | 824.614 | 825.269 | 802.884 | 898.087 | 721.127 | 610.735 | 619.179 | 517.858 | 437.653 | 0 | 0 | 68391 | 68391 | 7801 | 2020 | solar PV | TRUE
59761 | N | . | Van Slyke Solar Center, LLC | SRE Utility Solar 1, LLC | 61119 | NC | SAT | SERC |  | 22 | 2 | NAICS-22 Non-Cogen | PV | SUN | SUN | CPLE | A |  | 0 | 0 | 0 | 0 | 0 | 0 | 0 | 0 | 0 | 0 | 0 | 0 | 0 | 0 | 0 | 0 | 0 | 0 | 0 | 0 | 0 | 0 | 0 | 0 | 0 | 0 | 0 | 0 | 0 | 0 | 0 | 0 | 0 | 0 | 0 | 0 | 4558 | 4684 | 5992 | 8139 | 8145 | 7924 | 8864 | 7117 | 6028 | 6111 | 5111 | 4319 | 4558 | 4684 | 5992 | 8139 | 8145 | 7924 | 8864 | 7117 | 6028 | 6111 | 5111 | 4319 | 519.924 | 534.326 | 683.455 | 928.311 | 929.05 | 903.85 | 1011.024 | 811.811 | 687.537 | 697.042 | 582.98 | 492.69 | 0 | 0 | 76992 | 76992 | 8782 | 2020 | solar PV | TRUE
59762 | N | . | Broadway Solar Center, LLC | SRE Utility Solar 1, LLC | 61119 | NC | SAT | SERC |  | 22 | 2 | NAICS-22 Non-Cogen | PV | SUN | SUN | CPLE | A |  | 0 | 0 | 0 | 0 | 0 | 0 | 0 | 0 | 0 | 0 | 0 | 0 | 0 | 0 | 0 | 0 | 0 | 0 | 0 | 0 | 0 | 0 | 0 | 0 | 0 | 0 | 0 | 0 | 0 | 0 | 0 | 0 | 0 | 0 | 0 | 0 | 4354 | 4475 | 5724 | 7774 | 7780 | 7569 | 8467 | 6799 | 5758 | 5837 | 4882 | 4126 | 4354 | 4475 | 5724 | 7774 | 7780 | 7569 | 8467 | 6799 | 5758 | 5837 | 4882 | 4126 | 496.658 | 510.414 | 652.87 | 886.769 | 887.474 | 863.402 | 965.78 | 775.482 | 656.769 | 665.849 | 556.892 | 470.641 | 0 | 0 | 73545 | 73545 | 8389 | 2020 | solar PV | TRUE
59763 | N | . | Robeson County LFG to Energy | Robeson County Landfill | 59529 | NC | SAT | SERC |  | 562212 | 4 | Commercial NAICS Non-Cogen | IC | LFG | MLG | CPLE | A | mcf | 5266 | 5035 | 5604 | 5196 | 5113 | 4513 | 4895 | 4943 | 4569 | 4612 | 4775 | 5509 | 5266 | 5035 | 5604 | 5196 | 5113 | 4513 | 4895 | 4943 | 4569 | 4612 | 4775 | 5509 | 0.6 | 0.6 | 0.6 | 0.6 | 0.6 | 0.6 | 0.6 | 0.6 | 0.6 | 0.6 | 0.6 | 0.6 | 3160 | 3021 | 3362 | 3118 | 3068 | 2708 | 2937 | 2966 | 2741 | 2767 | 2865 | 3305 | 3160 | 3021 | 3362 | 3118 | 3068 | 2708 | 2937 | 2966 | 2741 | 2767 | 2865 | 3305 | 96.396 | 92.185 | 102.601 | 95.134 | 93.604 | 82.617 | 89.618 | 90.501 | 83.642 | 84.437 | 87.416 | 100.849 | 60030 | 60030 | 36018 | 36018 | 1099 | 2020 | biomass | FALSE
59764 | N | . | Oregon Clean Energy Center | Oregon Clean Energy Center | 59534 | OH | ENC | RFC |  | 22 | 2 | NAICS-22 Non-Cogen | CA | NG | NG | PJM | M | mcf | 123498 | 135810 | 125763 | 114449 | 55857 | 40436 | 261924 | 196021 | 136212 | 114323 | 48905 | 128183 | 123498 | 135810 | 125763 | 114449 | 55857 | 40436 | 261924 | 196021 | 136212 | 114323 | 48905 | 128183 | 1.075 | 1.076 | 1.077 | 1.075 | 1.072 | 1.077 | 1.076 | 1.077 | 1.077 | 1.076 | 1.076 | 1.076 | 132760 | 146132 | 135447 | 123033 | 59879 | 43550 | 281830 | 211115 | 146700 | 123012 | 52622 | 137925 | 132760 | 146132 | 135447 | 123033 | 59879 | 43550 | 281830 | 211115 | 146700 | 123012 | 52622 | 137925 | 213980 | 203471 | 213275 | 204685 | 95753 | 38252 | 221853 | 207100 | 186079 | 111631 | 139761 | 192296 | 1481381 | 1481381 | 1594005 | 1594005 | 2028136 | 2020 | natural gas nonpeaker - preexisting nonretiring | TRUE
59764 | N | . | Oregon Clean Energy Center | Oregon Clean Energy Center | 59534 | OH | ENC | RFC |  | 22 | 2 | NAICS-22 Non-Cogen | CT | NG | NG | PJM | M | mcf | 3687804 | 3453263 | 3599894 | 3445583 | 1606347 | 615327 | 3409308 | 3299670 | 3131923 | 1841946 | 2632225 | 3501457 | 3687804 | 3453263 | 3599894 | 3445583 | 1606347 | 615327 | 3409308 | 3299670 | 3131923 | 1841946 | 2632225 | 3501457 | 1.075 | 1.076 | 1.077 | 1.075 | 1.072 | 1.077 | 1.076 | 1.077 | 1.077 | 1.076 | 1.076 | 1.076 | 3964389 | 3715711 | 3877086 | 3704002 | 1722004 | 662707 | 3668415 | 3553745 | 3373081 | 1981934 | 2832274 | 3767568 | 3964389 | 3715711 | 3877086 | 3704002 | 1722004 | 662707 | 3668415 | 3553745 | 3373081 | 1981934 | 2832274 | 3767568 | 393586 | 369393 | 384354 | 367533 | 170858 | 64928 | 363299 | 347908 | 329058 | 194880 | 276317 | 373597 | 34224747 | 34224747 | 36822916 | 36822916 | 3635711 | 2020 | natural gas nonpeaker - preexisting nonretiring | TRUE
59764 | N | . | Oregon Clean Energy Center | Oregon Clean Energy Center | 59534 | OH | ENC | RFC |  | 22 | 2 | NAICS-22 Non-Cogen | IC | NG | NG | PJM | M | mcf | 0 | 0 | 0 | 0 | 0 | 0 | 0 | 0 | 0 | 0 | 0 | 0 | 0 | 0 | 0 | 0 | 0 | 0 | 0 | 0 | 0 | 0 | 0 | 0 | 0 | 0 | 0 | 0 | 0 | 0 | 0 | 0 | 0 | 0 | 0 | 0 | 0 | 0 | 0 | 0 | 0 | 0 | 0 | 0 | 0 | 0 | 0 | 0 | 0 | 0 | 0 | 0 | 0 | 0 | 0 | 0 | 0 | 0 | 0 | 0 | 0 | 0 | 0 | 0 | 0 | 0 | 0 | 0 | 0 | 0 | 0 | 0 | 0 | 0 | 0 | 0 | 0 | 2020 | natural gas peaker | TRUE
59765 | N | . | Stetson Road Solar - Barre I | Kearsarge Solar LLC | 59232 | MA | NEW | NPCC |  | 22 | 2 | NAICS-22 Non-Cogen | PV | SUN | SUN | ISNE | A |  | 0 | 0 | 0 | 0 | 0 | 0 | 0 | 0 | 0 | 0 | 0 | 0 | 0 | 0 | 0 | 0 | 0 | 0 | 0 | 0 | 0 | 0 | 0 | 0 | 0 | 0 | 0 | 0 | 0 | 0 | 0 | 0 | 0 | 0 | 0 | 0 | 1188 | 1556 | 2368 | 2271 | 3201 | 3024 | 2978 | 2815 | 2445 | 1777 | 1271 | 967 | 1188 | 1556 | 2368 | 2271 | 3201 | 3024 | 2978 | 2815 | 2445 | 1777 | 1271 | 967 | 135.532 | 177.525 | 270.119 | 258.991 | 365.128 | 344.972 | 339.722 | 321.141 | 278.833 | 202.721 | 144.98 | 110.336 | 0 | 0 | 25861 | 25861 | 2950 | 2020 | solar PV | TRUE
59766 | N | . | Barre II Solar Project | Kearsarge Solar LLC | 59232 | MA | NEW | NPCC |  | 22 | 2 | NAICS-22 Non-Cogen | PV | SUN | SUN | ISNE | A |  | 0 | 0 | 0 | 0 | 0 | 0 | 0 | 0 | 0 | 0 | 0 | 0 | 0 | 0 | 0 | 0 | 0 | 0 | 0 | 0 | 0 | 0 | 0 | 0 | 0 | 0 | 0 | 0 | 0 | 0 | 0 | 0 | 0 | 0 | 0 | 0 | 951 | 1246 | 1895 | 1817 | 2562 | 2421 | 2384 | 2253 | 1956 | 1422 | 1017 | 774 | 951 | 1246 | 1895 | 1817 | 2562 | 2421 | 2384 | 2253 | 1956 | 1422 | 1017 | 774 | 108.473 | 142.08 | 216.187 | 207.281 | 292.226 | 276.094 | 271.893 | 257.021 | 223.161 | 162.245 | 116.033 | 88.306 | 0 | 0 | 20698 | 20698 | 2361 | 2020 | solar PV | TRUE
59767 | N | . | Chester Solar Farm | Kearsarge Solar LLC | 59232 | MA | NEW | NPCC |  | 22 | 2 | NAICS-22 Non-Cogen | PV | SUN | SUN | ISNE | A |  | 0 | 0 | 0 | 0 | 0 | 0 | 0 | 0 | 0 | 0 | 0 | 0 | 0 | 0 | 0 | 0 | 0 | 0 | 0 | 0 | 0 | 0 | 0 | 0 | 0 | 0 | 0 | 0 | 0 | 0 | 0 | 0 | 0 | 0 | 0 | 0 | 2872 | 3762 | 5724 | 5488 | 7737 | 7310 | 7199 | 6805 | 5908 | 4296 | 3072 | 2338 | 2872 | 3762 | 5724 | 5488 | 7737 | 7310 | 7199 | 6805 | 5908 | 4296 | 3072 | 2338 | 327.575 | 429.069 | 652.864 | 625.968 | 882.496 | 833.779 | 821.092 | 776.18 | 673.925 | 489.965 | 350.41 | 266.677 | 0 | 0 | 62511 | 62511 | 7130 | 2020 | solar PV | TRUE
59768 | N | . | Concord Solar Farm | Kearsarge Solar LLC | 59232 | MA | NEW | NPCC |  | 22 | 2 | NAICS-22 Non-Cogen | PV | SUN | SUN | ISNE | A |  | 0 | 0 | 0 | 0 | 0 | 0 | 0 | 0 | 0 | 0 | 0 | 0 | 0 | 0 | 0 | 0 | 0 | 0 | 0 | 0 | 0 | 0 | 0 | 0 | 0 | 0 | 0 | 0 | 0 | 0 | 0 | 0 | 0 | 0 | 0 | 0 | 862 | 1129 | 1718 | 1647 | 2322 | 2194 | 2161 | 2042 | 1773 | 1289 | 922 | 702 | 862 | 1129 | 1718 | 1647 | 2322 | 2194 | 2161 | 2042 | 1773 | 1289 | 922 | 702 | 98.317 | 128.781 | 195.951 | 187.878 | 264.873 | 250.251 | 246.443 | 232.963 | 202.272 | 147.058 | 105.172 | 80.041 | 0 | 0 | 18761 | 18761 | 2140 | 2020 | solar PV | TRUE
59769 | N | . | TIA Solar | Tampa Electric Co | 18454 | FL | SAT | SERC |  | 22 | 1 | Electric Utility | PV | SUN | SUN | TEC | A |  | 0 | 0 | 0 | 0 | 0 | 0 | 0 | 0 | 0 | 0 | 0 | 0 | 0 | 0 | 0 | 0 | 0 | 0 | 0 | 0 | 0 | 0 | 0 | 0 | 0 | 0 | 0 | 0 | 0 | 0 | 0 | 0 | 0 | 0 | 0 | 0 | 1620 | 1753 | 2337 | 2118 | 2498 | 2157 | 2211 | 2110 | 1827 | 1783 | 1560 | 1697 | 1620 | 1753 | 2337 | 2118 | 2498 | 2157 | 2211 | 2110 | 1827 | 1783 | 1560 | 1697 | 184.743 | 199.997 | 266.572 | 241.545 | 284.959 | 245.993 | 252.213 | 240.655 | 208.404 | 203.386 | 177.928 | 193.605 | 0 | 0 | 23671 | 23671 | 2700 | 2020 | solar PV | TRUE
59770 | N | . | IMPA Pendleton Solar Park | Indiana Municipal Power Agency | 9234 | IN | ENC | RFC |  | 22 | 1 | Electric Utility | PV | SUN | SUN | MISO | A |  | 0 | 0 | 0 | 0 | 0 | 0 | 0 | 0 | 0 | 0 | 0 | 0 | 0 | 0 | 0 | 0 | 0 | 0 | 0 | 0 | 0 | 0 | 0 | 0 | 0 | 0 | 0 | 0 | 0 | 0 | 0 | 0 | 0 | 0 | 0 | 0 | 586 | 871 | 1280 | 1572 | 1853 | 2278 | 2188 | 2057 | 1610 | 1272 | 865 | 629 | 586 | 871 | 1280 | 1572 | 1853 | 2278 | 2188 | 2057 | 1610 | 1272 | 865 | 629 | 66.877 | 99.315 | 146.058 | 179.269 | 211.33 | 259.823 | 249.616 | 234.663 | 183.648 | 145.082 | 98.609 | 71.71 | 0 | 0 | 17061 | 17061 | 1946 | 2020 | solar PV | TRUE
59771 | N | . | Jefferson Solar Park | Half Moon Ventures, LLC | 59209 | WI | ENC | RFC |  | 22 | 2 | NAICS-22 Non-Cogen | PV | SUN | SUN | MISO | A |  | 0 | 0 | 0 | 0 | 0 | 0 | 0 | 0 | 0 | 0 | 0 | 0 | 0 | 0 | 0 | 0 | 0 | 0 | 0 | 0 | 0 | 0 | 0 | 0 | 0 | 0 | 0 | 0 | 0 | 0 | 0 | 0 | 0 | 0 | 0 | 0 | 276 | 780 | 838 | 1187 | 1351 | 1238 | 1525 | 1328 | 890 | 687 | 462 | 309 | 276 | 780 | 838 | 1187 | 1351 | 1238 | 1525 | 1328 | 890 | 687 | 462 | 309 | 31.507 | 88.964 | 95.585 | 135.426 | 154.047 | 141.16 | 173.968 | 151.505 | 101.555 | 78.324 | 52.669 | 35.29 | 0 | 0 | 10871 | 10871 | 1240 | 2020 | solar PV | TRUE
59772 | N | . | KCP&L SmartGrid Innovation Park | Evergy Metro | 10000 | MO | WNC | MRO |  | 22 | 1 | Electric Utility | BA | MWH | OTH | SWPP | A | megawatthours | 0 | 0 | 0 | 0 | 0 | 0 | 0 | 0 | 0 | 0 | 0 | 0 | 0 | 0 | 0 | 0 | 0 | 0 | 0 | 0 | 0 | 0 | 0 | 0 | 0 | 0 | 0 | 0 | 0 | 0 | 0 | 0 | 0 | 0 | 0 | 0 | 0 | 0 | 0 | 0 | 0 | 0 | 0 | 0 | 0 | 0 | 0 | 0 | 0 | 0 | 0 | 0 | 0 | 0 | 0 | 0 | 0 | 0 | 0 | 0 | 0 | 0 | 0 | 0 | 0 | 0 | 0 | 0 | 0 | 0 | 0 | 0 | 0 | 0 | 0 | 0 | 0 | 2020 | other | TRUE
59773 | N | . | Carroll County Energy | Carroll County Energy LLC | 59541 | OH | ENC | RFC |  | 22 | 2 | NAICS-22 Non-Cogen | CA | NG | NG | PJM | M | mcf | 470921 | 403982 | 291951 | 371575 | 237290 | 283908 | 375714 | 337826 | 272336 | 192199 | 187500 | 319703 | 470921 | 403982 | 291951 | 371575 | 237290 | 283908 | 375714 | 337826 | 272336 | 192199 | 187500 | 319703 | 1.047 | 1.045 | 1.04 | 1.042 | 1.04 | 1.04 | 1.04 | 1.04 | 1.039 | 1.04 | 1.041 | 1.047 | 493054 | 422161 | 303629 | 387181 | 246782 | 295264 | 390743 | 351339 | 282957 | 199887 | 195188 | 334729 | 493054 | 422161 | 303629 | 387181 | 246782 | 295264 | 390743 | 351339 | 282957 | 199887 | 195188 | 334729 | 211869 | 194458 | 163407 | 193645 | 134454 | 167772 | 193063 | 187858 | 172261 | 124441 | 157004 | 187942 | 3744905 | 3744905 | 3902914 | 3902914 | 2088174 | 2020 | natural gas nonpeaker - preexisting nonretiring | TRUE
59773 | N | . | Carroll County Energy | Carroll County Energy LLC | 59541 | OH | ENC | RFC |  | 22 | 2 | NAICS-22 Non-Cogen | CT | NG | NG | PJM | M | mcf | 2989834 | 2804033 | 2449361 | 2839200 | 2050953 | 2629366 | 2953048 | 2874123 | 2671764 | 1951043 | 2601038 | 2930415 | 2989834 | 2804033 | 2449361 | 2839200 | 2050953 | 2629366 | 2953048 | 2874123 | 2671764 | 1951043 | 2601038 | 2930415 | 1.047 | 1.045 | 1.04 | 1.042 | 1.04 | 1.04 | 1.04 | 1.04 | 1.039 | 1.04 | 1.041 | 1.047 | 3130356 | 2930214 | 2547335 | 2958446 | 2132991 | 2734541 | 3071170 | 2989088 | 2775963 | 2029085 | 2707681 | 3068145 | 3130356 | 2930214 | 2547335 | 2958446 | 2132991 | 2734541 | 3071170 | 2989088 | 2775963 | 2029085 | 2707681 | 3068145 | 304807 | 286398 | 247745 | 287601 | 203631 | 259606 | 292565 | 283262 | 263405 | 194163 | 258128 | 299206 | 31744178 | 31744178 | 33075015 | 33075015 | 3180517 | 2020 | natural gas nonpeaker - preexisting nonretiring | TRUE
59774 | Y | . | BioTown Ag | BioTown Ag | 59539 | IN | ENC | RFC |  | 112 | 7 | Industrial NAICS Cogen | IC | OBG | ORW | MISO | A | Mcf | 59369 | 53177 | 60507 | 58127 | 57165 | 53439 | 52305 | 51764 | 51769 | 56280 | 53288 | 58779 | 54877 | 49156 | 55932 | 53732 | 52844 | 49398 | 48350 | 47850 | 47855 | 52024 | 49258 | 54335 | 0.62 | 0.62 | 0.62 | 0.62 | 0.62 | 0.62 | 0.62 | 0.62 | 0.62 | 0.62 | 0.62 | 0.62 | 36809 | 32970 | 37514 | 36039 | 35442 | 33132 | 32429 | 32094 | 32097 | 34894 | 33039 | 36443 | 34024 | 30477 | 34678 | 33314 | 32763 | 30627 | 29977 | 29667 | 29670 | 32255 | 30540 | 33688 | 3289.68 | 2946.695 | 3352.868 | 3220.974 | 3167.677 | 2961.199 | 2898.366 | 2868.347 | 2868.63 | 3118.637 | 2952.822 | 3257.105 | 665969 | 615611 | 412902 | 381680 | 36903 | 2020 | biomass | FALSE
59775 | N | . | Adams Farm Solar | Adams Farm Solar LLC | 59542 | MA | NEW | NPCC |  | 22 | 2 | NAICS-22 Non-Cogen | PV | SUN | SUN | ISNE | A |  | 0 | 0 | 0 | 0 | 0 | 0 | 0 | 0 | 0 | 0 | 0 | 0 | 0 | 0 | 0 | 0 | 0 | 0 | 0 | 0 | 0 | 0 | 0 | 0 | 0 | 0 | 0 | 0 | 0 | 0 | 0 | 0 | 0 | 0 | 0 | 0 | 1616 | 2116 | 3220 | 3087 | 4352 | 4112 | 4050 | 3828 | 3324 | 2416 | 1728 | 1315 | 1616 | 2116 | 3220 | 3087 | 4352 | 4112 | 4050 | 3828 | 3324 | 2416 | 1728 | 1315 | 184.279 | 241.374 | 367.271 | 352.14 | 496.45 | 469.044 | 461.907 | 436.642 | 379.118 | 275.631 | 197.124 | 150.02 | 0 | 0 | 35164 | 35164 | 4011 | 2020 | solar PV | TRUE
59776 | N | . | Heartland Community College | Heartland Community College | 59543 | IL | ENC | SERC |  | 611 | 4 | Commercial NAICS Non-Cogen | WT | WND | WND | MISO | A |  | 0 | 0 | 0 | 0 | 0 | 0 | 0 | 0 | 0 | 0 | 0 | 0 | 0 | 0 | 0 | 0 | 0 | 0 | 0 | 0 | 0 | 0 | 0 | 0 | 0 | 0 | 0 | 0 | 0 | 0 | 0 | 0 | 0 | 0 | 0 | 0 | 3209 | 3610 | 3843 | 3768 | 3045 | 2384 | 1363 | 1182 | 2338 | 3361 | 4591 | 3382 | 3209 | 3610 | 3843 | 3768 | 3045 | 2384 | 1363 | 1182 | 2338 | 3361 | 4591 | 3382 | 365.975 | 411.793 | 438.381 | 429.831 | 347.365 | 271.886 | 155.475 | 134.819 | 266.682 | 383.393 | 523.666 | 385.734 | 0 | 0 | 36076 | 36076 | 4115 | 2020 | onshore wind | FALSE
59777 | N | . | RGS-Rutland VNM SREC II Project (MA) | TerraForm Solar XVII, LLC | 59519 | MA | NEW | NPCC |  | 22 | 2 | NAICS-22 Non-Cogen | PV | SUN | SUN | ISNE | A |  | 0 | 0 | 0 | 0 | 0 | 0 | 0 | 0 | 0 | 0 | 0 | 0 | 0 | 0 | 0 | 0 | 0 | 0 | 0 | 0 | 0 | 0 | 0 | 0 | 0 | 0 | 0 | 0 | 0 | 0 | 0 | 0 | 0 | 0 | 0 | 0 | 919 | 1203 | 1831 | 1756 | 2475 | 2339 | 2303 | 2177 | 1890 | 1374 | 983 | 748 | 919 | 1203 | 1831 | 1756 | 2475 | 2339 | 2303 | 2177 | 1890 | 1374 | 983 | 748 | 104.797 | 137.266 | 208.862 | 200.257 | 282.324 | 266.739 | 262.68 | 248.312 | 215.599 | 156.748 | 112.102 | 85.314 | 0 | 0 | 19998 | 19998 | 2281 | 2020 | solar PV | TRUE
59778 | N | . | Eden Solar LLC | Sustainable Power Group, LLC | 58661 | NC | SAT | SERC |  | 22 | 2 | NAICS-22 Non-Cogen | PV | SUN | SUN | DUK | A |  | 0 | 0 | 0 | 0 | 0 | 0 | 0 | 0 | 0 | 0 | 0 | 0 | 0 | 0 | 0 | 0 | 0 | 0 | 0 | 0 | 0 | 0 | 0 | 0 | 0 | 0 | 0 | 0 | 0 | 0 | 0 | 0 | 0 | 0 | 0 | 0 | 41871 | 43030 | 55040 | 74759 | 74818 | 72789 | 81420 | 65377 | 55369 | 56134 | 46949 | 39677 | 41871 | 43030 | 55040 | 74759 | 74818 | 72789 | 81420 | 65377 | 55369 | 56134 | 46949 | 39677 | 4775.936 | 4908.229 | 6278.109 | 8527.315 | 8534.095 | 8302.613 | 9287.103 | 7457.158 | 6315.6 | 6402.916 | 5355.161 | 4525.765 | 0 | 0 | 707233 | 707233 | 80670 | 2020 | solar PV | TRUE
59779 | N | . | Davis Monthan AFB (AZ) West Airfield | Goldman Sachs Renewable Power Group | 61944 | AZ | MTN | WECC |  | 22 | 2 | NAICS-22 Non-Cogen | PV | SUN | SUN | TEPC | A |  | 0 | 0 | 0 | 0 | 0 | 0 | 0 | 0 | 0 | 0 | 0 | 0 | 0 | 0 | 0 | 0 | 0 | 0 | 0 | 0 | 0 | 0 | 0 | 0 | 0 | 0 | 0 | 0 | 0 | 0 | 0 | 0 | 0 | 0 | 0 | 0 | 15946 | 18415 | 20778 | 27775 | 30086 | 28744 | 28803 | 26480 | 23926 | 22555 | 16108 | 14299 | 15946 | 18415 | 20778 | 27775 | 30086 | 28744 | 28803 | 26480 | 23926 | 22555 | 16108 | 14299 | 1818.922 | 2100.522 | 2370.033 | 3168.152 | 3431.714 | 3278.661 | 3285.38 | 3020.452 | 2729.052 | 2572.758 | 1837.368 | 1630.986 | 0 | 0 | 273915 | 273915 | 31244 | 2020 | solar PV | TRUE
59780 | N | . | New Bedford (MA) Plymouth | BWC Origination 4, LLC | 59545 | MA | NEW | NPCC |  | 22 | 2 | NAICS-22 Non-Cogen | PV | SUN | SUN | ISNE | A |  | 0 | 0 | 0 | 0 | 0 | 0 | 0 | 0 | 0 | 0 | 0 | 0 | 0 | 0 | 0 | 0 | 0 | 0 | 0 | 0 | 0 | 0 | 0 | 0 | 0 | 0 | 0 | 0 | 0 | 0 | 0 | 0 | 0 | 0 | 0 | 0 | 2658 | 3481 | 5297 | 5079 | 7161 | 6765 | 6662 | 6298 | 5468 | 3976 | 2843 | 2164 | 2658 | 3481 | 5297 | 5079 | 7161 | 6765 | 6662 | 6298 | 5468 | 3976 | 2843 | 2164 | 303.177 | 397.114 | 604.243 | 579.35 | 816.773 | 771.684 | 759.942 | 718.375 | 623.735 | 453.476 | 324.314 | 246.817 | 0 | 0 | 57852 | 57852 | 6599 | 2020 | solar PV | TRUE
59781 | N | . | Upper Blackstone (MA) Treasure Valley | Nexamp Treasure Valley Solar, LLC | 59546 | MA | NEW | NPCC |  | 22 | 2 | NAICS-22 Non-Cogen | PV | SUN | SUN | ISNE | A |  | 0 | 0 | 0 | 0 | 0 | 0 | 0 | 0 | 0 | 0 | 0 | 0 | 0 | 0 | 0 | 0 | 0 | 0 | 0 | 0 | 0 | 0 | 0 | 0 | 0 | 0 | 0 | 0 | 0 | 0 | 0 | 0 | 0 | 0 | 0 | 0 | 2770 | 3628 | 5520 | 5292 | 7461 | 7049 | 6942 | 6562 | 5698 | 4143 | 2963 | 2255 | 2770 | 3628 | 5520 | 5292 | 7461 | 7049 | 6942 | 6562 | 5698 | 4143 | 2963 | 2255 | 315.904 | 413.783 | 629.607 | 603.669 | 851.058 | 804.076 | 791.841 | 748.53 | 649.917 | 472.511 | 337.927 | 257.177 | 0 | 0 | 60283 | 60283 | 6876 | 2020 | solar PV | TRUE
59782 | N | . | Waynoka Gas Processing Plant | Targa Pipeline Mid-Continent West OK LLC | 59549 | OK | WSC | MRO |  | 211 | 6 | Industrial NAICS Non-Cogen | IC | NG | NG | SWPP | M | mcf | 16981 | 14877 | 16059 | 15326 | 16399 | 15832 | 16215 | 15786 | 15923 | 16950 | 13706 | 15118 | 16981 | 14877 | 16059 | 15326 | 16399 | 15832 | 16215 | 15786 | 15923 | 16950 | 13706 | 15118 | 1.029 | 1.006 | 1.003 | 1.006 | 1.007 | 1.008 | 1.009 | 1.009 | 1.008 | 1.006 | 1.008 | 1.007 | 17473 | 14966 | 16107 | 15418 | 16514 | 15959 | 16361 | 15928 | 16050 | 17052 | 13816 | 15224 | 17473 | 14966 | 16107 | 15418 | 16514 | 15959 | 16361 | 15928 | 16050 | 17052 | 13816 | 15224 | 1807.12 | 1548.4 | 1666.98 | 1595.44 | 1702.26 | 1650.32 | 1691.48 | 1647.38 | 1660.12 | 1764 | 1428.84 | 1574.86 | 189172 | 189172 | 190868 | 190868 | 19737.2 | 2020 | natural gas peaker | FALSE
59783 | Y | . | Croda Atlas Point CHP | Croda Inc. | 59550 | DE | SAT | RFC |  | 325 | 7 | Industrial NAICS Cogen | IC | LFG | MLG | PJM | A | mcf | 20614 | 19713 | 21941 | 20344 | 20017 | 17667 | 19164 | 19353 | 17887 | 18057 | 18694 | 21566 | 9345 | 8936 | 9945 | 9223 | 9074 | 8009 | 8687 | 8774 | 8108 | 8185 | 8474 | 9775 | 0.53 | 0.53 | 0.53 | 0.53 | 0.53 | 0.53 | 0.53 | 0.53 | 0.53 | 0.53 | 0.53 | 0.53 | 10925 | 10448 | 11629 | 10782 | 10609 | 9364 | 10157 | 10257 | 9480 | 9570 | 9908 | 11430 | 4953 | 4736 | 5271 | 4888 | 4809 | 4245 | 4604 | 4650 | 4297 | 4338 | 4491 | 5181 | 1074.117 | 1027.207 | 1143.264 | 1060.066 | 1043.018 | 920.588 | 998.601 | 1008.445 | 932.012 | 940.868 | 974.064 | 1123.75 | 235017 | 106535 | 124559 | 56463 | 12246 | 2020 | biomass | FALSE
59784 | N | . | Gila River Power Block 3 | Salt River Project | 16572 | AZ | MTN | WECC |  | 22 | 1 | Electric Utility | CA | NG | NG | TEPC | M | mcf | 44942 | 20656 | 86387 | 30324 | 135568 | 87266 | 113175 | 99824 | 74325 | 0 | 516 | 25777 | 44942 | 20656 | 86387 | 30324 | 135568 | 87266 | 113175 | 99824 | 74325 | 0 | 516 | 25777 | 1.035 | 1.035 | 1.035 | 1.035 | 1.035 | 1.035 | 1.035 | 1.035 | 1.035 | 0 | 1.035 | 1.035 | 46515 | 21379 | 89411 | 31385 | 140313 | 90320 | 117136 | 103318 | 76926 | 0 | 534 | 26679 | 46515 | 21379 | 89411 | 31385 | 140313 | 90320 | 117136 | 103318 | 76926 | 0 | 534 | 26679 | 70564 | 67662 | 123731 | 110834 | 133428 | 109438 | 127783 | 124997 | 117900 | 0 | 38188 | 114732 | 718760 | 718760 | 743916 | 743916 | 1139257 | 2020 | natural gas nonpeaker - preexisting nonretiring | TRUE
59784 | N | . | Gila River Power Block 3 | Salt River Project | 16572 | AZ | MTN | WECC |  | 22 | 1 | Electric Utility | CT | NG | NG | TEPC | M | mcf | 1724738 | 1263665 | 2140775 | 1911245 | 2130796 | 1850490 | 2097113 | 2088253 | 1967062 | 0 | 725800 | 2062069 | 1724738 | 1263665 | 2140775 | 1911245 | 2130796 | 1850490 | 2097113 | 2088253 | 1967062 | 0 | 725800 | 2062069 | 1.035 | 1.035 | 1.035 | 1.035 | 1.035 | 1.035 | 1.035 | 1.035 | 1.035 | 0 | 1.035 | 1.035 | 1785104 | 1307893 | 2215702 | 1978139 | 2205374 | 1915257 | 2170512 | 2161342 | 2035909 | 0 | 751203 | 2134241 | 1785104 | 1307893 | 2215702 | 1978139 | 2205374 | 1915257 | 2170512 | 2161342 | 2035909 | 0 | 751203 | 2134241 | 101444 | 111828 | 190815 | 166275 | 190911 | 159405 | 179520 | 173043 | 168289 | -986 | 62253 | 193562 | 19962006 | 19962006 | 20660676 | 20660676 | 1696359 | 2020 | natural gas nonpeaker - preexisting nonretiring | TRUE
59785 | Y | . | Fremont Community Digester, LLC | Generate Fremont Digester, LLC. | 62127 | MI | ENC | RFC |  | 22 | 3 | NAICS-22 Cogen | IC | NG | NG | MISO | A | mcf | 0 | 0 | 0 | 0 | 0 | 0 | 0 | 0 | 0 | 0 | 0 | 0 | 0 | 0 | 0 | 0 | 0 | 0 | 0 | 0 | 0 | 0 | 0 | 0 | 0 | 0 | 0 | 0 | 0 | 0 | 0 | 0 | 0 | 0 | 0 | 0 | 0 | 0 | 0 | 0 | 0 | 0 | 0 | 0 | 0 | 0 | 0 | 0 | 0 | 0 | 0 | 0 | 0 | 0 | 0 | 0 | 0 | 0 | 0 | 0 | 0 | 0 | 0 | 0 | 0 | 0 | 0 | 0 | 0 | 0 | 0 | 0 | 0 | 0 | 0 | 0 | 0 | 2020 | natural gas peaker | TRUE
59785 | Y | . | Fremont Community Digester, LLC | Generate Fremont Digester, LLC. | 62127 | MI | ENC | RFC |  | 22 | 3 | NAICS-22 Cogen | IC | OBG | ORW | MISO | A | Mcf | 15131 | 14029 | 14957 | 14042 | 13806 | 12713 | 11609 | 12375 | 11384 | 13483 | 13155 | 14471 | 9128 | 8463 | 9022 | 8470 | 8328 | 7669 | 7003 | 7466 | 6867 | 8133 | 7936 | 8730 | 0.67 | 0.67 | 0.67 | 0.67 | 0.67 | 0.67 | 0.67 | 0.67 | 0.67 | 0.67 | 0.67 | 0.67 | 10138 | 9399 | 10021 | 9408 | 9250 | 8518 | 7778 | 8291 | 7627 | 9034 | 8814 | 9696 | 6116 | 5670 | 6045 | 5675 | 5580 | 5138 | 4692 | 5002 | 4601 | 5449 | 5317 | 5849 | 1005.957 | 932.691 | 994.379 | 933.521 | 917.841 | 845.223 | 771.789 | 822.723 | 756.871 | 896.375 | 874.583 | 962.047 | 161155 | 97215 | 107974 | 65134 | 10714 | 2020 | biomass | TRUE
59786 | N | . | Fiddler's Canyon #2 | SunE Solar XVII Project 2, LLC | 59561 | UT | MTN | WECC |  | 22 | 2 | NAICS-22 Non-Cogen | PV | SUN | SUN | PACE | A |  | 0 | 0 | 0 | 0 | 0 | 0 | 0 | 0 | 0 | 0 | 0 | 0 | 0 | 0 | 0 | 0 | 0 | 0 | 0 | 0 | 0 | 0 | 0 | 0 | 0 | 0 | 0 | 0 | 0 | 0 | 0 | 0 | 0 | 0 | 0 | 0 | 386 | 534 | 590 | 740 | 799 | 876 | 903 | 857 | 728 | 630 | 376 | 331 | 386 | 534 | 590 | 740 | 799 | 876 | 903 | 857 | 728 | 630 | 376 | 331 | 44.067 | 60.94 | 67.267 | 84.417 | 91.184 | 99.958 | 102.971 | 97.746 | 82.998 | 71.815 | 42.834 | 37.803 | 0 | 0 | 7750 | 7750 | 884 | 2020 | solar PV | TRUE
59787 | N | . | Fiddler's Canyon #1 | SunE Solar XVII Project 1, LLC | 59560 | UT | MTN | WECC |  | 22 | 2 | NAICS-22 Non-Cogen | PV | SUN | SUN | PACE | A |  | 0 | 0 | 0 | 0 | 0 | 0 | 0 | 0 | 0 | 0 | 0 | 0 | 0 | 0 | 0 | 0 | 0 | 0 | 0 | 0 | 0 | 0 | 0 | 0 | 0 | 0 | 0 | 0 | 0 | 0 | 0 | 0 | 0 | 0 | 0 | 0 | 3276 | 4530 | 5001 | 6276 | 6779 | 7431 | 7655 | 7267 | 6170 | 5339 | 3184 | 2810 | 3276 | 4530 | 5001 | 6276 | 6779 | 7431 | 7655 | 7267 | 6170 | 5339 | 3184 | 2810 | 373.662 | 516.75 | 570.399 | 715.826 | 773.211 | 847.611 | 873.155 | 828.848 | 703.797 | 608.964 | 363.218 | 320.559 | 0 | 0 | 65718 | 65718 | 7496 | 2020 | solar PV | TRUE
59788 | N | . | Advance Stores Company, Inc | Tesla Inc. | 60947 | CT | NEW | NPCC |  | 22 | 2 | NAICS-22 Non-Cogen | PV | SUN | SUN | ISNE | A |  | 0 | 0 | 0 | 0 | 0 | 0 | 0 | 0 | 0 | 0 | 0 | 0 | 0 | 0 | 0 | 0 | 0 | 0 | 0 | 0 | 0 | 0 | 0 | 0 | 0 | 0 | 0 | 0 | 0 | 0 | 0 | 0 | 0 | 0 | 0 | 0 | 289 | 340 | 485 | 456 | 640 | 608 | 604 | 555 | 507 | 361 | 302 | 210 | 289 | 340 | 485 | 456 | 640 | 608 | 604 | 555 | 507 | 361 | 302 | 210 | 32.978 | 38.769 | 55.284 | 52.022 | 72.96 | 69.393 | 68.86 | 63.274 | 57.83 | 41.125 | 34.501 | 24.004 | 0 | 0 | 5357 | 5357 | 611 | 2020 | solar PV | TRUE
59789 | N | . | Millbrook School | Tesla Inc. | 60947 | NY | MAT | NPCC |  | 22 | 2 | NAICS-22 Non-Cogen | PV | SUN | SUN | NYIS | A |  | 0 | 0 | 0 | 0 | 0 | 0 | 0 | 0 | 0 | 0 | 0 | 0 | 0 | 0 | 0 | 0 | 0 | 0 | 0 | 0 | 0 | 0 | 0 | 0 | 0 | 0 | 0 | 0 | 0 | 0 | 0 | 0 | 0 | 0 | 0 | 0 | 965 | 1077 | 1558 | 1562 | 2051 | 2062 | 1961 | 1665 | 1638 | 1163 | 1071 | 724 | 965 | 1077 | 1558 | 1562 | 2051 | 2062 | 1961 | 1665 | 1638 | 1163 | 1071 | 724 | 110.081 | 122.901 | 177.704 | 178.19 | 233.998 | 235.235 | 223.729 | 189.961 | 186.814 | 132.629 | 122.139 | 82.619 | 0 | 0 | 17497 | 17497 | 1996 | 2020 | solar PV | TRUE
59790 | N | . | Oregon University System Rabbit Field | Tesla Inc. | 60947 | OR | PACC | WECC |  | 22 | 2 | NAICS-22 Non-Cogen | PV | SUN | SUN | PACW | A |  | 0 | 0 | 0 | 0 | 0 | 0 | 0 | 0 | 0 | 0 | 0 | 0 | 0 | 0 | 0 | 0 | 0 | 0 | 0 | 0 | 0 | 0 | 0 | 0 | 0 | 0 | 0 | 0 | 0 | 0 | 0 | 0 | 0 | 0 | 0 | 0 | 301 | 782 | 897 | 1311 | 1293 | 1455 | 1589 | 1366 | 1050 | 920 | 455 | 373 | 301 | 782 | 897 | 1311 | 1293 | 1455 | 1589 | 1366 | 1050 | 920 | 455 | 373 | 34.377 | 89.209 | 102.34 | 149.55 | 147.503 | 165.996 | 181.203 | 155.783 | 119.717 | 104.91 | 51.886 | 42.526 | 0 | 0 | 11792 | 11792 | 1345 | 2020 | solar PV | TRUE
59792 | N | . | Orchard Hills Renewable Energy Station | Hoosier Energy R E C, Inc | 9267 | IL | ENC | RFC |  | 22 | 1 | Electric Utility | IC | LFG | MLG | PJM | A | mcf | 75117 | 67288 | 76563 | 73551 | 72334 | 67619 | 66184 | 65499 | 65505 | 71214 | 67428 | 74376 | 75117 | 67288 | 76563 | 73551 | 72334 | 67619 | 66184 | 65499 | 65505 | 71214 | 67428 | 74376 | 0.5 | 0.5 | 0.5 | 0.5 | 0.5 | 0.5 | 0.5 | 0.5 | 0.5 | 0.5 | 0.5 | 0.5 | 37559 | 33644 | 38282 | 36776 | 36167 | 33810 | 33092 | 32750 | 32753 | 35607 | 33714 | 37188 | 37559 | 33644 | 38282 | 36776 | 36167 | 33810 | 33092 | 32750 | 32753 | 35607 | 33714 | 37188 | 3329.348 | 2982.228 | 3393.299 | 3259.815 | 3205.875 | 2996.907 | 2933.317 | 2902.935 | 2903.222 | 3156.244 | 2988.429 | 3296.381 | 842678 | 842678 | 421342 | 421342 | 37348 | 2020 | biomass | TRUE
59793 | N | . | Industrial Plant | Alaska Electric Light&Power Co | 213 | AK | PACN |  |  | 22 | 1 | Electric Utility | GT | DFO | DFO |  | A | barrels | 73 | 47 | 47 | 45 | 39 | 49 | 63 | 65 | 41 | 49 | 38 | 38 | 73 | 47 | 47 | 45 | 39 | 49 | 63 | 65 | 41 | 49 | 38 | 38 | 5.665 | 5.665 | 5.665 | 5.665 | 5.665 | 5.665 | 5.665 | 5.665 | 5.665 | 5.665 | 5.665 | 5.665 | 414 | 266 | 266 | 255 | 221 | 278 | 357 | 368 | 232 | 278 | 215 | 215 | 414 | 266 | 266 | 255 | 221 | 278 | 357 | 368 | 232 | 278 | 215 | 215 | -4.39 | -2.846 | -2.874 | -2.758 | -2.335 | -2.94 | -3.832 | -3.926 | -2.497 | -2.988 | -2.317 | -2.297 | 594 | 594 | 3365 | 3365 | -36 | 2020 | petroleum | TRUE
59794 | Y | . | Chicago West Side Energy Center | Energy Systems Group LLC | 58303 | IL | ENC | RFC |  | 22 | 3 | NAICS-22 Cogen | GT | NG | NG | PJM | A | mcf | 26399 | 23980 | 24889 | 18199 | 15567 | 23871 | 34310 | 25590 | 16739 | 17676 | 8212 | 18555 | 10341 | 9394 | 9750 | 7129 | 6098 | 9351 | 13441 | 10025 | 6557 | 6925 | 3217 | 7269 | 1 | 1 | 1 | 1 | 1 | 1 | 1 | 1 | 1 | 1 | 1 | 1 | 26399 | 23980 | 24889 | 18199 | 15567 | 23871 | 34310 | 25590 | 16739 | 17676 | 8212 | 18555 | 10341 | 9394 | 9750 | 7129 | 6098 | 9351 | 13441 | 10025 | 6557 | 6925 | 3217 | 7269 | 1669.297 | 1516.364 | 1573.892 | 1150.821 | 984.373 | 1509.494 | 2169.625 | 1618.219 | 1058.486 | 1117.772 | 519.299 | 1173.358 | 253987 | 99497 | 253987 | 99497 | 16061 | 2020 | natural gas peaker | TRUE
59795 | N | . | Ahoskie | TWE Ahoskie Solar Project, LLC | 59569 | NC | SAT | SERC |  | 22 | 2 | NAICS-22 Non-Cogen | PV | SUN | SUN | PJM | A |  | 0 | 0 | 0 | 0 | 0 | 0 | 0 | 0 | 0 | 0 | 0 | 0 | 0 | 0 | 0 | 0 | 0 | 0 | 0 | 0 | 0 | 0 | 0 | 0 | 0 | 0 | 0 | 0 | 0 | 0 | 0 | 0 | 0 | 0 | 0 | 0 | 3055 | 3139 | 4015 | 5454 | 5458 | 5310 | 5940 | 4769 | 4039 | 4095 | 3425 | 2895 | 3055 | 3139 | 4015 | 5454 | 5458 | 5310 | 5940 | 4769 | 4039 | 4095 | 3425 | 2895 | 348.412 | 358.063 | 457.998 | 622.081 | 622.575 | 605.688 | 677.508 | 544.011 | 460.733 | 467.103 | 390.667 | 330.161 | 0 | 0 | 51594 | 51594 | 5885 | 2020 | solar PV | TRUE
59796 | N | . | Kelford | Cypress Creek Renewables | 61060 | NC | SAT | SERC |  | 22 | 2 | NAICS-22 Non-Cogen | PV | SUN | SUN | PJM | A |  | 0 | 0 | 0 | 0 | 0 | 0 | 0 | 0 | 0 | 0 | 0 | 0 | 0 | 0 | 0 | 0 | 0 | 0 | 0 | 0 | 0 | 0 | 0 | 0 | 0 | 0 | 0 | 0 | 0 | 0 | 0 | 0 | 0 | 0 | 0 | 0 | 4390 | 4512 | 5771 | 7838 | 7844 | 7632 | 8537 | 6855 | 5805 | 5886 | 4922 | 4160 | 4390 | 4512 | 5771 | 7838 | 7844 | 7632 | 8537 | 6855 | 5805 | 5886 | 4922 | 4160 | 500.742 | 514.613 | 658.24 | 894.063 | 894.774 | 870.503 | 973.724 | 781.86 | 662.171 | 671.326 | 561.472 | 474.512 | 0 | 0 | 74152 | 74152 | 8458 | 2020 | solar PV | TRUE
59797 | N | . | Bayonne MUA- Leitner-Poma Wind Turbine | SUEZ North America, Inc | 59568 | NJ | MAT | RFC |  | 22 | 2 | NAICS-22 Non-Cogen | WT | WND | WND | PJM | A |  | 0 | 0 | 0 | 0 | 0 | 0 | 0 | 0 | 0 | 0 | 0 | 0 | 0 | 0 | 0 | 0 | 0 | 0 | 0 | 0 | 0 | 0 | 0 | 0 | 0 | 0 | 0 | 0 | 0 | 0 | 0 | 0 | 0 | 0 | 0 | 0 | 12 | 11 | 14 | 13 | 10 | 7 | 7 | 7 | 9 | 11 | 16 | 14 | 12 | 11 | 14 | 13 | 10 | 7 | 7 | 7 | 9 | 11 | 16 | 14 | 1.384 | 1.307 | 1.549 | 1.496 | 1.173 | 0.808 | 0.791 | 0.785 | 1.046 | 1.237 | 1.817 | 1.607 | 0 | 0 | 131 | 131 | 15 | 2020 | onshore wind | TRUE
59798 | N | . | Colon PV | Los Angeles Department of Water & Power | 11208 | CA | PACC | WECC |  | 22 | 2 | NAICS-22 Non-Cogen | PV | SUN | SUN | LDWP | A |  | 0 | 0 | 0 | 0 | 0 | 0 | 0 | 0 | 0 | 0 | 0 | 0 | 0 | 0 | 0 | 0 | 0 | 0 | 0 | 0 | 0 | 0 | 0 | 0 | 0 | 0 | 0 | 0 | 0 | 0 | 0 | 0 | 0 | 0 | 0 | 0 | 906 | 1228 | 1202 | 1515 | 1983 | 1974 | 2230 | 1848 | 1451 | 1341 | 1060 | 839 | 906 | 1228 | 1202 | 1515 | 1983 | 1974 | 2230 | 1848 | 1451 | 1341 | 1060 | 839 | 103.368 | 140.121 | 137.117 | 172.806 | 226.16 | 225.21 | 254.378 | 210.746 | 165.477 | 152.955 | 120.922 | 95.74 | 0 | 0 | 17577 | 17577 | 2005 | 2020 | solar PV | TRUE
59800 | N | . | Amazon San Bernardino | Bloom Energy | 57128 | CA | PACC | WECC |  | 22 | 2 | NAICS-22 Non-Cogen | FC | NG | NG | CISO | A | mcf | 3453 | 3049 | 3384 | 2393 | 2250 | 3165 | 4428 | 5507 | 4796 | 4980 | 3978 | 4409 | 3453 | 3049 | 3384 | 2393 | 2250 | 3165 | 4428 | 5507 | 4796 | 4980 | 3978 | 4409 | 1.02 | 1.02 | 1.02 | 1.02 | 1.02 | 1.02 | 1.02 | 1.02 | 1.02 | 1.02 | 1.02 | 1.02 | 3522 | 3110 | 3452 | 2441 | 2295 | 3228 | 4517 | 5617 | 4892 | 5080 | 4058 | 4497 | 3522 | 3110 | 3452 | 2441 | 2295 | 3228 | 4517 | 5617 | 4892 | 5080 | 4058 | 4497 | 462.799 | 408.696 | 453.679 | 320.842 | 301.679 | 424.374 | 593.655 | 738.252 | 642.902 | 667.67 | 533.311 | 591.141 | 45792 | 45792 | 46709 | 46709 | 6139 | 2020 | other | TRUE
59801 | N | . | IBM Southbury | Bloom Energy | 57128 | CT | NEW | NPCC |  | 22 | 2 | NAICS-22 Non-Cogen | FC | NG | NG | ISNE | A | mcf | 3975 | 3725 | 3376 | 3456 | 3064 | 4096 | 4924 | 4387 | 3867 | 3157 | 3529 | 3981 | 3975 | 3725 | 3376 | 3456 | 3064 | 4096 | 4924 | 4387 | 3867 | 3157 | 3529 | 3981 | 1.028 | 1.028 | 1.028 | 1.028 | 1.028 | 1.028 | 1.028 | 1.028 | 1.028 | 1.028 | 1.028 | 1.028 | 4086 | 3829 | 3471 | 3553 | 3150 | 4211 | 5062 | 4510 | 3975 | 3245 | 3628 | 4092 | 4086 | 3829 | 3471 | 3553 | 3150 | 4211 | 5062 | 4510 | 3975 | 3245 | 3628 | 4092 | 544.164 | 509.914 | 462.129 | 473.108 | 419.458 | 560.796 | 674.124 | 600.61 | 529.415 | 432.149 | 483.127 | 545.006 | 45537 | 45537 | 46812 | 46812 | 6234 | 2020 | other | TRUE
59802 | N | . | Maxim | Bloom Energy | 57128 | CA | PACC | WECC |  | 22 | 2 | NAICS-22 Non-Cogen | FC | NG | NG | CISO | A | mcf | 4016 | 3546 | 3937 | 2784 | 2618 | 3682 | 5151 | 6406 | 5578 | 5793 | 4628 | 5129 | 4016 | 3546 | 3937 | 2784 | 2618 | 3682 | 5151 | 6406 | 5578 | 5793 | 4628 | 5129 | 1.02 | 1.02 | 1.02 | 1.02 | 1.02 | 1.02 | 1.02 | 1.02 | 1.02 | 1.02 | 1.02 | 1.02 | 4096 | 3617 | 4016 | 2840 | 2670 | 3756 | 5254 | 6534 | 5690 | 5909 | 4721 | 5232 | 4096 | 3617 | 4016 | 2840 | 2670 | 3756 | 5254 | 6534 | 5690 | 5909 | 4721 | 5232 | 536.528 | 473.805 | 525.955 | 371.955 | 349.739 | 491.981 | 688.23 | 855.862 | 745.322 | 774.036 | 618.272 | 685.315 | 53268 | 53268 | 54335 | 54335 | 7117 | 2020 | other | TRUE
59803 | N | . | Pixar - Emeryville | Bloom Energy | 57128 | CA | PACC | WECC |  | 22 | 2 | NAICS-22 Non-Cogen | FC | NG | NG | CISO | A | mcf | 3709 | 3275 | 3636 | 2571 | 2418 | 3401 | 4758 | 5917 | 5153 | 5351 | 4274 | 4738 | 3709 | 3275 | 3636 | 2571 | 2418 | 3401 | 4758 | 5917 | 5153 | 5351 | 4274 | 4738 | 1.02 | 1.02 | 1.02 | 1.02 | 1.02 | 1.02 | 1.02 | 1.02 | 1.02 | 1.02 | 1.02 | 1.02 | 3783 | 3341 | 3709 | 2622 | 2466 | 3469 | 4853 | 6035 | 5256 | 5458 | 4359 | 4833 | 3783 | 3341 | 3709 | 2622 | 2466 | 3469 | 4853 | 6035 | 5256 | 5458 | 4359 | 4833 | 516.401 | 456.029 | 506.223 | 358.001 | 336.618 | 473.524 | 662.41 | 823.754 | 717.361 | 744.997 | 595.077 | 659.605 | 49201 | 49201 | 50184 | 50184 | 6850 | 2020 | other | TRUE
59804 | N | . | Starbucks - Evolution Fresh | Bloom Energy | 57128 | CA | PACC | WECC |  | 22 | 2 | NAICS-22 Non-Cogen | FC | NG | NG | CISO | A | mcf | 3518 | 3106 | 3448 | 2439 | 2293 | 3226 | 4512 | 5611 | 4887 | 5075 | 4054 | 4493 | 3518 | 3106 | 3448 | 2439 | 2293 | 3226 | 4512 | 5611 | 4887 | 5075 | 4054 | 4493 | 1.02 | 1.02 | 1.02 | 1.02 | 1.02 | 1.02 | 1.02 | 1.02 | 1.02 | 1.02 | 1.02 | 1.02 | 3588 | 3168 | 3517 | 2488 | 2339 | 3291 | 4602 | 5723 | 4985 | 5177 | 4135 | 4583 | 3588 | 3168 | 3517 | 2488 | 2339 | 3291 | 4602 | 5723 | 4985 | 5177 | 4135 | 4583 | 481.194 | 424.94 | 471.711 | 333.594 | 313.669 | 441.242 | 617.25 | 767.594 | 668.455 | 694.207 | 554.508 | 614.636 | 46662 | 46662 | 47596 | 47596 | 6383 | 2020 | other | TRUE
59805 | N | . | Yahoo! - HQ | Bloom Energy | 57128 | CA | PACC | WECC |  | 22 | 2 | NAICS-22 Non-Cogen | FC | NG | NG | CISO | A | mcf | 3300 | 2913 | 3234 | 2287 | 2150 | 3025 | 4231 | 5262 | 4582 | 4759 | 3801 | 4213 | 3300 | 2913 | 3234 | 2287 | 2150 | 3025 | 4231 | 5262 | 4582 | 4759 | 3801 | 4213 | 1.02 | 1.02 | 1.02 | 1.02 | 1.02 | 1.02 | 1.02 | 1.02 | 1.02 | 1.02 | 1.02 | 1.02 | 3366 | 2971 | 3299 | 2333 | 2193 | 3086 | 4316 | 5367 | 4674 | 4854 | 3877 | 4297 | 3366 | 2971 | 3299 | 2333 | 2193 | 3086 | 4316 | 5367 | 4674 | 4854 | 3877 | 4297 | 431.891 | 381.4 | 423.38 | 299.414 | 281.531 | 396.032 | 554.007 | 688.947 | 599.965 | 623.079 | 497.693 | 551.661 | 43757 | 43757 | 44633 | 44633 | 5729 | 2020 | other | TRUE
59807 | N | . | Airport 1 Solar (DIA) | Greenbacker Renewable Energy Corporation | 60025 | CO | MTN | WECC |  | 22 | 2 | NAICS-22 Non-Cogen | PV | SUN | SUN | SWPP | A |  | 0 | 0 | 0 | 0 | 0 | 0 | 0 | 0 | 0 | 0 | 0 | 0 | 0 | 0 | 0 | 0 | 0 | 0 | 0 | 0 | 0 | 0 | 0 | 0 | 0 | 0 | 0 | 0 | 0 | 0 | 0 | 0 | 0 | 0 | 0 | 0 | 1260 | 1328 | 2034 | 2273 | 2640 | 2559 | 2652 | 2162 | 2107 | 1587 | 1368 | 1034 | 1260 | 1328 | 2034 | 2273 | 2640 | 2559 | 2652 | 2162 | 2107 | 1587 | 1368 | 1034 | 143.774 | 151.453 | 232.017 | 259.302 | 301.103 | 291.916 | 302.546 | 246.581 | 240.312 | 181.069 | 156.032 | 117.895 | 0 | 0 | 23004 | 23004 | 2624 | 2020 | solar PV | TRUE
59808 | N | . | Munster Landfill Gas-to-Energy | Town of Munster | 59591 | IN | ENC | RFC |  | 22 | 2 | NAICS-22 Non-Cogen | IC | LFG | MLG | MISO | A | mcf | 13525 | 12114 | 13784 | 13242 | 13023 | 12174 | 11916 | 11792 | 11793 | 12821 | 12139 | 13390 | 13525 | 12114 | 13784 | 13242 | 13023 | 12174 | 11916 | 11792 | 11793 | 12821 | 12139 | 13390 | 0.5 | 0.5 | 0.5 | 0.5 | 0.5 | 0.5 | 0.5 | 0.5 | 0.5 | 0.5 | 0.5 | 0.5 | 6763 | 6057 | 6892 | 6621 | 6512 | 6087 | 5958 | 5896 | 5897 | 6411 | 6070 | 6695 | 6763 | 6057 | 6892 | 6621 | 6512 | 6087 | 5958 | 5896 | 5897 | 6411 | 6070 | 6695 | 264.134 | 236.595 | 269.207 | 258.617 | 254.338 | 237.759 | 232.714 | 230.304 | 230.327 | 250.4 | 237.087 | 261.518 | 151713 | 151713 | 75859 | 75859 | 2963 | 2020 | biomass | TRUE
59809 | N | . | Mountain Home Energy Center | Energy Systems Group LLC | 58303 | TN | ESC | SERC |  | 22 | 2 | NAICS-22 Non-Cogen | IC | DFO | DFO | TVA | M | barrels | 51 | 49 | 102 | 43 | 18 | 46 | 51 | 51 | 50 | 40 | 37 | 53 | 51 | 49 | 102 | 43 | 18 | 46 | 51 | 51 | 50 | 40 | 37 | 53 | 5.8 | 5.8 | 5.8 | 5.8 | 5.8 | 5.8 | 5.8 | 5.8 | 5.8 | 5.8 | 5.8 | 5.8 | 296 | 284 | 592 | 249 | 104 | 267 | 296 | 296 | 290 | 232 | 215 | 307 | 296 | 284 | 592 | 249 | 104 | 267 | 296 | 296 | 290 | 232 | 215 | 307 | 33.208 | 31.84 | 65.004 | 26.54 | 11.42 | 27.955 | 32.815 | 31.824 | 30.451 | 25.133 | 22.989 | 33.086 | 591 | 591 | 3428 | 3428 | 372.265 | 2020 | petroleum | TRUE
59809 | N | . | Mountain Home Energy Center | Energy Systems Group LLC | 58303 | TN | ESC | SERC |  | 22 | 2 | NAICS-22 Non-Cogen | IC | LFG | MLG | TVA | M | mcf | 0 | 0 | 0 | 0 | 0 | 0 | 0 | 0 | 0 | 0 | 0 | 0 | 0 | 0 | 0 | 0 | 0 | 0 | 0 | 0 | 0 | 0 | 0 | 0 | 0 | 0 | 0 | 0 | 0 | 0 | 0 | 0 | 0 | 0 | 0 | 0 | 0 | 0 | 0 | 0 | 0 | 0 | 0 | 0 | 0 | 0 | 0 | 0 | 0 | 0 | 0 | 0 | 0 | 0 | 0 | 0 | 0 | 0 | 0 | 0 | 0 | 0 | 0 | 0 | 0 | 0 | 0 | 0 | 0 | 0 | 0 | 0 | 0 | 0 | 0 | 0 | 0 | 2020 | biomass | TRUE
59809 | N | . | Mountain Home Energy Center | Energy Systems Group LLC | 58303 | TN | ESC | SERC |  | 22 | 2 | NAICS-22 Non-Cogen | IC | NG | NG | TVA | M | mcf | 15693 | 14613 | 12350 | 11685 | 5518 | 13190 | 14190 | 15747 | 15519 | 12645 | 9223 | 15478 | 15693 | 14613 | 12350 | 11685 | 5518 | 13190 | 14190 | 15747 | 15519 | 12645 | 9223 | 15478 | 1 | 1 | 1 | 1 | 1 | 1 | 1 | 1 | 1 | 1 | 1 | 1 | 15693 | 14613 | 12350 | 11685 | 5518 | 13190 | 14190 | 15747 | 15519 | 12645 | 9223 | 15478 | 15693 | 14613 | 12350 | 11685 | 5518 | 13190 | 14190 | 15747 | 15519 | 12645 | 9223 | 15478 | 1761.792 | 1637.16 | 1356.996 | 1243.46 | 603.58 | 1382.045 | 1574.185 | 1694.176 | 1629.549 | 1369.867 | 988.011 | 1665.914 | 155851 | 155851 | 155851 | 155851 | 16906.735 | 2020 | natural gas peaker | TRUE
59810 | N | . | Dairyland WTE Plant | Energy Systems Group LLC | 58303 | WI | ENC | MRO |  | 22 | 2 | NAICS-22 Non-Cogen | IC | OBG | ORW | MISO | A | Mcf | 11287 | 10711 | 11591 | 11461 | 10134 | 9896 | 9409 | 8913 | 10501 | 10803 | 8937 | 9714 | 11287 | 10711 | 11591 | 11461 | 10134 | 9896 | 9409 | 8913 | 10501 | 10803 | 8937 | 9714 | 0.5 | 0.5 | 0.5 | 0.5 | 0.5 | 0.5 | 0.5 | 0.5 | 0.5 | 0.5 | 0.5 | 0.5 | 5644 | 5356 | 5796 | 5731 | 5067 | 4948 | 4705 | 4457 | 5251 | 5402 | 4469 | 4857 | 5644 | 5356 | 5796 | 5731 | 5067 | 4948 | 4705 | 4457 | 5251 | 5402 | 4469 | 4857 | 516.743 | 490.321 | 530.604 | 524.654 | 463.905 | 453.015 | 430.702 | 408.004 | 480.705 | 494.53 | 409.13 | 444.687 | 123357 | 123357 | 61683 | 61683 | 5647 | 2020 | biomass | TRUE
59811 | N | . | Rockfish Solar LLC | Rockfish Solar LLC | 59589 | MD | SAT | RFC |  | 22 | 2 | NAICS-22 Non-Cogen | PV | SUN | SUN | PJM | A |  | 0 | 0 | 0 | 0 | 0 | 0 | 0 | 0 | 0 | 0 | 0 | 0 | 0 | 0 | 0 | 0 | 0 | 0 | 0 | 0 | 0 | 0 | 0 | 0 | 0 | 0 | 0 | 0 | 0 | 0 | 0 | 0 | 0 | 0 | 0 | 0 | 9273 | 10533 | 13382 | 15011 | 17159 | 18490 | 18370 | 15315 | 13590 | 11663 | 10533 | 7765 | 9273 | 10533 | 13382 | 15011 | 17159 | 18490 | 18370 | 15315 | 13590 | 11663 | 10533 | 7765 | 1057.749 | 1201.494 | 1526.358 | 1712.2 | 1957.269 | 2109.017 | 2095.411 | 1746.936 | 1550.128 | 1330.351 | 1201.414 | 885.673 | 0 | 0 | 161084 | 161084 | 18374 | 2020 | solar PV | TRUE
59812 | N | . | Wolf Hollow II | Exelon Power | 6035 | TX | WSC | TRE |  | 22 | 2 | NAICS-22 Non-Cogen | CA | NG | NG | ERCO | M | mcf | 1024793 | 1090594 | 452594 | 1153060 | 1336544 | 1509502 | 1827124 | 1667060 | 1511026 | 124810 | 622444 | 410474 | 1024793 | 1090594 | 452594 | 1153060 | 1336544 | 1509502 | 1827124 | 1667060 | 1511026 | 124810 | 622444 | 410474 | 1.035 | 1.035 | 1.035 | 1.035 | 1.035 | 1.035 | 1.035 | 1.035 | 1.035 | 1.035 | 1.035 | 1.035 | 1060661 | 1128765 | 468435 | 1193417 | 1383323 | 1562335 | 1891073 | 1725407 | 1563912 | 129178 | 644230 | 424841 | 1060661 | 1128765 | 468435 | 1193417 | 1383323 | 1562335 | 1891073 | 1725407 | 1563912 | 129178 | 644230 | 424841 | 149463 | 162238 | 66213 | 168812 | 193617 | 220729 | 267962 | 249245 | 224667 | 17910 | 64076 | 57784 | 12730025 | 12730025 | 13175577 | 13175577 | 1842716 | 2020 | natural gas nonpeaker - preexisting nonretiring | TRUE
59812 | N | . | Wolf Hollow II | Exelon Power | 6035 | TX | WSC | TRE |  | 22 | 2 | NAICS-22 Non-Cogen | CT | NG | NG | ERCO | M | mcf | 2244750 | 2286248 | 921972 | 2190597 | 2564829 | 2618903 | 3046426 | 2869546 | 2724378 | 275906 | 1430572 | 929795 | 2244750 | 2286248 | 921972 | 2190597 | 2564829 | 2618903 | 3046426 | 2869546 | 2724378 | 275906 | 1430572 | 929795 | 1.035 | 1.035 | 1.035 | 1.035 | 1.035 | 1.035 | 1.035 | 1.035 | 1.035 | 1.035 | 1.035 | 1.035 | 2323316 | 2366267 | 954241 | 2267268 | 2654598 | 2710565 | 3153051 | 2969980 | 2819731 | 285563 | 1480642 | 962338 | 2323316 | 2366267 | 954241 | 2267268 | 2654598 | 2710565 | 3153051 | 2969980 | 2819731 | 285563 | 1480642 | 962338 | 327390 | 340105 | 132788 | 320711 | 371551 | 382953 | 446782 | 429031 | 405074 | 39592 | 147267 | 130891 | 24103922 | 24103922 | 24947560 | 24947560 | 3474135 | 2020 | natural gas nonpeaker - preexisting nonretiring | TRUE
59814 | N | . | Copper Mountain Solar 4, LLC | Consolidated Edison Development Inc. | 56769 | NV | MTN | WECC |  | 22 | 2 | NAICS-22 Non-Cogen | PV | SUN | SUN | CISO | A |  | 0 | 0 | 0 | 0 | 0 | 0 | 0 | 0 | 0 | 0 | 0 | 0 | 0 | 0 | 0 | 0 | 0 | 0 | 0 | 0 | 0 | 0 | 0 | 0 | 0 | 0 | 0 | 0 | 0 | 0 | 0 | 0 | 0 | 0 | 0 | 0 | 133756 | 168871 | 180380 | 212687 | 238237 | 255562 | 265510 | 238344 | 207842 | 188370 | 139989 | 115597 | 133756 | 168871 | 180380 | 212687 | 238237 | 255562 | 265510 | 238344 | 207842 | 188370 | 139989 | 115597 | 15256.756 | 19262.163 | 20574.894 | 24259.967 | 27174.298 | 29150.464 | 30285.186 | 27186.479 | 23707.329 | 21486.245 | 15967.755 | 13185.464 | 0 | 0 | 2345145 | 2345145 | 267497 | 2020 | solar PV | TRUE
59815 | N | . | Granby LFG | Industrial Power Services Corp. | 59596 | MA | NEW | NPCC |  | 22 | 2 | NAICS-22 Non-Cogen | IC | LFG | MLG | ISNE | A | mcf | 20418 | 17420 | 19340 | 18842 | 19419 | 14389 | 18684 | 19733 | 19213 | 19873 | 19410 | 19581 | 20418 | 17420 | 19340 | 18842 | 19419 | 14389 | 18684 | 19733 | 19213 | 19873 | 19410 | 19581 | 0.6 | 0.6 | 0.6 | 0.6 | 0.6 | 0.6 | 0.6 | 0.6 | 0.6 | 0.6 | 0.6 | 0.6 | 12251 | 10452 | 11604 | 11305 | 11651 | 8633 | 11210 | 11840 | 11528 | 11924 | 11646 | 11749 | 12251 | 10452 | 11604 | 11305 | 11651 | 8633 | 11210 | 11840 | 11528 | 11924 | 11646 | 11749 | 596.702 | 509.168 | 565.272 | 550.728 | 567.594 | 420.576 | 546.111 | 576.774 | 561.569 | 580.862 | 567.332 | 572.312 | 226322 | 226322 | 135793 | 135793 | 6615 | 2020 | biomass | TRUE
59816 | N | . | Nanticoke LFG | Broome Energy Resources, LLC | 59597 | NY | MAT | NPCC |  | 22 | 2 | NAICS-22 Non-Cogen | IC | LFG | MLG | NYIS | A | mcf | 61644 | 60804 | 62502 | 60803 | 65088 | 59740 | 60994 | 66130 | 58310 | 64136 | 61849 | 65068 | 61644 | 60804 | 62502 | 60803 | 65088 | 59740 | 60994 | 66130 | 58310 | 64136 | 61849 | 65068 | 0.36 | 0.36 | 0.36 | 0.36 | 0.36 | 0.36 | 0.36 | 0.36 | 0.36 | 0.36 | 0.36 | 0.36 | 22192 | 21889 | 22501 | 21889 | 23432 | 21506 | 21958 | 23807 | 20992 | 23089 | 22266 | 23424 | 22192 | 21889 | 22501 | 21889 | 23432 | 21506 | 21958 | 23807 | 20992 | 23089 | 22266 | 23424 | 2333.882 | 2302.124 | 2366.391 | 2302.093 | 2464.325 | 2261.839 | 2309.33 | 2503.785 | 2207.689 | 2428.289 | 2341.672 | 2463.581 | 747068 | 747068 | 268945 | 268945 | 28285 | 2020 | biomass | TRUE
59817 | N | . | Tooele Army Depot | Tooele Army Depot | 59598 | UT | MTN | WECC |  | 22 | 2 | NAICS-22 Non-Cogen | WT | WND | WND | PACE | A |  | 0 | 0 | 0 | 0 | 0 | 0 | 0 | 0 | 0 | 0 | 0 | 0 | 0 | 0 | 0 | 0 | 0 | 0 | 0 | 0 | 0 | 0 | 0 | 0 | 0 | 0 | 0 | 0 | 0 | 0 | 0 | 0 | 0 | 0 | 0 | 0 | 2409 | 2123 | 2073 | 1919 | 2200 | 2050 | 1696 | 1674 | 1590 | 1512 | 2250 | 2384 | 2409 | 2123 | 2073 | 1919 | 2200 | 2050 | 1696 | 1674 | 1590 | 1512 | 2250 | 2384 | 274.796 | 242.18 | 236.448 | 218.893 | 250.942 | 233.776 | 193.474 | 190.96 | 181.418 | 172.489 | 256.668 | 271.956 | 0 | 0 | 23880 | 23880 | 2724 | 2020 | onshore wind | TRUE
59818 | N | . | Concord Farm | Shoe Show, Inc. | 59599 | NC | SAT | SERC |  | 22 | 2 | NAICS-22 Non-Cogen | PV | SUN | SUN | DUK | A |  | 0 | 0 | 0 | 0 | 0 | 0 | 0 | 0 | 0 | 0 | 0 | 0 | 0 | 0 | 0 | 0 | 0 | 0 | 0 | 0 | 0 | 0 | 0 | 0 | 0 | 0 | 0 | 0 | 0 | 0 | 0 | 0 | 0 | 0 | 0 | 0 | 2339 | 2404 | 3074 | 4176 | 4179 | 4066 | 4548 | 3652 | 3093 | 3136 | 2622 | 2216 | 2339 | 2404 | 3074 | 4176 | 4179 | 4066 | 4548 | 3652 | 3093 | 3136 | 2622 | 2216 | 266.768 | 274.16 | 350.678 | 476.312 | 476.691 | 463.761 | 518.752 | 416.536 | 352.772 | 357.649 | 299.124 | 252.797 | 0 | 0 | 39505 | 39505 | 4506 | 2020 | solar PV | TRUE
59819 | N | . | Mohave Electric at Fort Mohave | Mohave Sunrise Solar I, LLC | 59600 | AZ | MTN | WECC |  | 22 | 2 | NAICS-22 Non-Cogen | PV | SUN | SUN | WALC | A |  | 0 | 0 | 0 | 0 | 0 | 0 | 0 | 0 | 0 | 0 | 0 | 0 | 0 | 0 | 0 | 0 | 0 | 0 | 0 | 0 | 0 | 0 | 0 | 0 | 0 | 0 | 0 | 0 | 0 | 0 | 0 | 0 | 0 | 0 | 0 | 0 | 5154 | 5952 | 6715 | 8977 | 9724 | 9290 | 9309 | 8558 | 7733 | 7290 | 5206 | 4621 | 5154 | 5952 | 6715 | 8977 | 9724 | 9290 | 9309 | 8558 | 7733 | 7290 | 5206 | 4621 | 587.872 | 678.885 | 765.99 | 1023.941 | 1109.123 | 1059.657 | 1061.829 | 976.204 | 882.024 | 831.51 | 593.834 | 527.131 | 0 | 0 | 88529 | 88529 | 10098 | 2020 | solar PV | TRUE
59820 | N | . | Hunt Farm Solar | Hunt Farm Solar LLC | 59601 | MA | NEW | NPCC |  | 22 | 2 | NAICS-22 Non-Cogen | PV | SUN | SUN | ISNE | A |  | 0 | 0 | 0 | 0 | 0 | 0 | 0 | 0 | 0 | 0 | 0 | 0 | 0 | 0 | 0 | 0 | 0 | 0 | 0 | 0 | 0 | 0 | 0 | 0 | 0 | 0 | 0 | 0 | 0 | 0 | 0 | 0 | 0 | 0 | 0 | 0 | 1554 | 2036 | 3098 | 2970 | 4187 | 3956 | 3896 | 3683 | 3198 | 2325 | 1663 | 1265 | 1554 | 2036 | 3098 | 2970 | 4187 | 3956 | 3896 | 3683 | 3198 | 2325 | 1663 | 1265 | 177.294 | 232.227 | 353.353 | 338.795 | 477.637 | 451.27 | 444.403 | 420.095 | 364.751 | 265.186 | 189.654 | 144.335 | 0 | 0 | 33831 | 33831 | 3859 | 2020 | solar PV | TRUE
59821 | N | . | 205 Sturbridge A | SH Solarne2 LLC | 59602 | MA | NEW | NPCC |  | 22 | 2 | NAICS-22 Non-Cogen | PV | SUN | SUN | ISNE | A |  | 0 | 0 | 0 | 0 | 0 | 0 | 0 | 0 | 0 | 0 | 0 | 0 | 0 | 0 | 0 | 0 | 0 | 0 | 0 | 0 | 0 | 0 | 0 | 0 | 0 | 0 | 0 | 0 | 0 | 0 | 0 | 0 | 0 | 0 | 0 | 0 | 1902 | 2492 | 3791 | 3635 | 5125 | 4842 | 4768 | 4508 | 3914 | 2845 | 2035 | 1549 | 1902 | 2492 | 3791 | 3635 | 5125 | 4842 | 4768 | 4508 | 3914 | 2845 | 2035 | 1549 | 216.992 | 284.22 | 432.465 | 414.649 | 584.576 | 552.305 | 543.901 | 514.151 | 446.416 | 324.559 | 232.116 | 176.65 | 0 | 0 | 41406 | 41406 | 4723 | 2020 | solar PV | TRUE
59822 | N | . | 201 Sturbridge B | SE Solarne2 LLC | 59603 | MA | NEW | NPCC |  | 22 | 2 | NAICS-22 Non-Cogen | PV | SUN | SUN | ISNE | A |  | 0 | 0 | 0 | 0 | 0 | 0 | 0 | 0 | 0 | 0 | 0 | 0 | 0 | 0 | 0 | 0 | 0 | 0 | 0 | 0 | 0 | 0 | 0 | 0 | 0 | 0 | 0 | 0 | 0 | 0 | 0 | 0 | 0 | 0 | 0 | 0 | 1199 | 1571 | 2391 | 2292 | 3231 | 3053 | 3007 | 2842 | 2468 | 1794 | 1283 | 977 | 1199 | 1571 | 2391 | 2292 | 3231 | 3053 | 3007 | 2842 | 2468 | 1794 | 1283 | 977 | 136.817 | 179.21 | 272.683 | 261.449 | 368.594 | 348.246 | 342.947 | 324.189 | 281.479 | 204.645 | 146.357 | 111.384 | 0 | 0 | 26108 | 26108 | 2978 | 2020 | solar PV | TRUE
59823 | N | . | INDY III | Terraform Arcadia | 63249 | IN | ENC | RFC |  | 22 | 2 | NAICS-22 Non-Cogen | PV | SUN | SUN | MISO | A |  | 0 | 0 | 0 | 0 | 0 | 0 | 0 | 0 | 0 | 0 | 0 | 0 | 0 | 0 | 0 | 0 | 0 | 0 | 0 | 0 | 0 | 0 | 0 | 0 | 0 | 0 | 0 | 0 | 0 | 0 | 0 | 0 | 0 | 0 | 0 | 0 | 0 | 0 | 0 | 0 | 0 | 0 | 0 | 0 | 0 | 0 | 0 | 0 | 0 | 0 | 0 | 0 | 0 | 0 | 0 | 0 | 0 | 0 | 0 | 0 | 0 | 0 | 0 | 0 | 0 | 0 | 0 | 0 | 0 | 0 | 0 | 0 | 0 | 0 | 0 | 0 | 0 | 2020 | solar PV | TRUE
59824 | N | . | Sweetgum Solar | SRE Utility Solar 1, LLC | 61119 | NC | SAT | SERC |  | 22 | 2 | NAICS-22 Non-Cogen | PV | SUN | SUN | CPLE | A |  | 0 | 0 | 0 | 0 | 0 | 0 | 0 | 0 | 0 | 0 | 0 | 0 | 0 | 0 | 0 | 0 | 0 | 0 | 0 | 0 | 0 | 0 | 0 | 0 | 0 | 0 | 0 | 0 | 0 | 0 | 0 | 0 | 0 | 0 | 0 | 0 | 4484 | 4608 | 5894 | 8006 | 8012 | 7795 | 8719 | 7001 | 5929 | 6011 | 5028 | 4249 | 4484 | 4608 | 5894 | 8006 | 8012 | 7795 | 8719 | 7001 | 5929 | 6011 | 5028 | 4249 | 511.457 | 525.625 | 672.327 | 913.195 | 913.922 | 889.132 | 994.562 | 798.592 | 676.342 | 685.692 | 573.487 | 484.667 | 0 | 0 | 75736 | 75736 | 8639 | 2020 | solar PV | TRUE
59825 | N | . | South Louisburg Solar | Cypress Creek Renewables | 61060 | NC | SAT | SERC |  | 22 | 2 | NAICS-22 Non-Cogen | PV | SUN | SUN | CPLE | A |  | 0 | 0 | 0 | 0 | 0 | 0 | 0 | 0 | 0 | 0 | 0 | 0 | 0 | 0 | 0 | 0 | 0 | 0 | 0 | 0 | 0 | 0 | 0 | 0 | 0 | 0 | 0 | 0 | 0 | 0 | 0 | 0 | 0 | 0 | 0 | 0 | 4955 | 5092 | 6514 | 8847 | 8854 | 8614 | 9636 | 7737 | 6553 | 6643 | 5556 | 4696 | 4955 | 5092 | 6514 | 8847 | 8854 | 8614 | 9636 | 7737 | 6553 | 6643 | 5556 | 4696 | 565.214 | 580.871 | 742.991 | 1009.177 | 1009.979 | 982.584 | 1099.095 | 882.527 | 747.428 | 757.762 | 633.764 | 535.608 | 0 | 0 | 83697 | 83697 | 9547 | 2020 | solar PV | TRUE
59826 | N | . | Sunshine Valley Solar | EDP Renewables North America LLC | 61785 | NV | MTN | WECC |  | 22 | 2 | NAICS-22 Non-Cogen | PV | SUN | SUN | CISO | M |  | 0 | 0 | 0 | 0 | 0 | 0 | 0 | 0 | 0 | 0 | 0 | 0 | 0 | 0 | 0 | 0 | 0 | 0 | 0 | 0 | 0 | 0 | 0 | 0 | 0 | 0 | 0 | 0 | 0 | 0 | 0 | 0 | 0 | 0 | 0 | 0 | 119231 | 116689 | 118959 | 136642 | 148285 | 152730 | 168335 | 163198 | 138598 | 166336 | 126999 | 117110 | 119231 | 116689 | 118959 | 136642 | 148285 | 152730 | 168335 | 163198 | 138598 | 166336 | 126999 | 117110 | 13600 | 13310 | 13569 | 15586 | 16914 | 17421 | 19201 | 18615 | 15809 | 18973 | 14486 | 13358 | 0 | 0 | 1673112 | 1673112 | 190842 | 2020 | solar PV | TRUE
59827 | N | . | Playa Solar 1, LLC | EDF Renewable Asset Holdings, Inc. | 57170 | NV | MTN | WECC |  | 22 | 2 | NAICS-22 Non-Cogen | PV | SUN | SUN | NEVP | M |  | 0 | 0 | 0 | 0 | 0 | 0 | 0 | 0 | 0 | 0 | 0 | 0 | 0 | 0 | 0 | 0 | 0 | 0 | 0 | 0 | 0 | 0 | 0 | 0 | 0 | 0 | 0 | 0 | 0 | 0 | 0 | 0 | 0 | 0 | 0 | 0 | 86600 | 123632 | 144980 | 178303 | 221902 | 213389 | 207971 | 194662 | 160305 | 141403 | 99076 | 81998 | 86600 | 123632 | 144980 | 178303 | 221902 | 213389 | 207971 | 194662 | 160305 | 141403 | 99076 | 81998 | 9878 | 14102 | 16537 | 20338 | 25311 | 24340 | 23722 | 22204 | 18285 | 16129 | 11301 | 9353 | 0 | 0 | 1854221 | 1854221 | 211500 | 2020 | solar PV | TRUE
59828 | N | . | Balsam | SRE Utility Solar 1, LLC | 61119 | NC | SAT | SERC |  | 22 | 2 | NAICS-22 Non-Cogen | PV | SUN | SUN | CPLE | A |  | 0 | 0 | 0 | 0 | 0 | 0 | 0 | 0 | 0 | 0 | 0 | 0 | 0 | 0 | 0 | 0 | 0 | 0 | 0 | 0 | 0 | 0 | 0 | 0 | 0 | 0 | 0 | 0 | 0 | 0 | 0 | 0 | 0 | 0 | 0 | 0 | 4310 | 4429 | 5665 | 7695 | 7701 | 7492 | 8380 | 6729 | 5699 | 5778 | 4832 | 4084 | 4310 | 4429 | 5665 | 7695 | 7701 | 7492 | 8380 | 6729 | 5699 | 5778 | 4832 | 4084 | 491.565 | 505.182 | 646.177 | 877.678 | 878.376 | 854.551 | 955.88 | 767.532 | 650.036 | 659.023 | 551.183 | 465.817 | 0 | 0 | 72794 | 72794 | 8303 | 2020 | solar PV | TRUE
59829 | N | . | Hickory | Current Energy Group | 59464 | NC | SAT | SERC |  | 22 | 2 | NAICS-22 Non-Cogen | PV | SUN | SUN | CPLE | A |  | 0 | 0 | 0 | 0 | 0 | 0 | 0 | 0 | 0 | 0 | 0 | 0 | 0 | 0 | 0 | 0 | 0 | 0 | 0 | 0 | 0 | 0 | 0 | 0 | 0 | 0 | 0 | 0 | 0 | 0 | 0 | 0 | 0 | 0 | 0 | 0 | 5024 | 5163 | 6604 | 8970 | 8977 | 8733 | 9769 | 7844 | 6643 | 6735 | 5633 | 4761 | 5024 | 5163 | 6604 | 8970 | 8977 | 8733 | 9769 | 7844 | 6643 | 6735 | 5633 | 4761 | 573.03 | 588.902 | 753.264 | 1023.13 | 1023.943 | 996.17 | 1114.291 | 894.73 | 757.762 | 768.239 | 642.526 | 543.013 | 0 | 0 | 84856 | 84856 | 9679 | 2020 | solar PV | TRUE
59831 | N | . | Royal Solar | Cypress Creek Renewables | 61060 | NC | SAT | SERC |  | 22 | 2 | NAICS-22 Non-Cogen | PV | SUN | SUN | CPLE | A |  | 0 | 0 | 0 | 0 | 0 | 0 | 0 | 0 | 0 | 0 | 0 | 0 | 0 | 0 | 0 | 0 | 0 | 0 | 0 | 0 | 0 | 0 | 0 | 0 | 0 | 0 | 0 | 0 | 0 | 0 | 0 | 0 | 0 | 0 | 0 | 0 | 4102 | 4216 | 5392 | 7324 | 7330 | 7131 | 7976 | 6405 | 5424 | 5499 | 4599 | 3887 | 4102 | 4216 | 5392 | 7324 | 7330 | 7131 | 7976 | 6405 | 5424 | 5499 | 4599 | 3887 | 467.882 | 480.845 | 615.048 | 835.396 | 836.06 | 813.382 | 909.83 | 730.556 | 618.721 | 627.275 | 524.629 | 443.376 | 0 | 0 | 69285 | 69285 | 7903 | 2020 | solar PV | TRUE
59832 | N | . | Kinston Solar | Cypress Creek Renewables | 61060 | NC | SAT | SERC |  | 22 | 2 | NAICS-22 Non-Cogen | PV | SUN | SUN | CPLE | A |  | 0 | 0 | 0 | 0 | 0 | 0 | 0 | 0 | 0 | 0 | 0 | 0 | 0 | 0 | 0 | 0 | 0 | 0 | 0 | 0 | 0 | 0 | 0 | 0 | 0 | 0 | 0 | 0 | 0 | 0 | 0 | 0 | 0 | 0 | 0 | 0 | 4517 | 4642 | 5938 | 8065 | 8072 | 7853 | 8784 | 7053 | 5973 | 6056 | 5065 | 4281 | 4517 | 4642 | 5938 | 8065 | 8072 | 7853 | 8784 | 7053 | 5973 | 6056 | 5065 | 4281 | 515.247 | 529.519 | 677.307 | 919.961 | 920.692 | 895.719 | 1001.93 | 804.508 | 681.352 | 690.772 | 577.736 | 488.257 | 0 | 0 | 76299 | 76299 | 8703 | 2020 | solar PV | TRUE
59833 | N | . | Laurinburg Solar | Cypress Creek Renewables | 61060 | NC | SAT | SERC |  | 22 | 2 | NAICS-22 Non-Cogen | PV | SUN | SUN | CPLE | A |  | 0 | 0 | 0 | 0 | 0 | 0 | 0 | 0 | 0 | 0 | 0 | 0 | 0 | 0 | 0 | 0 | 0 | 0 | 0 | 0 | 0 | 0 | 0 | 0 | 0 | 0 | 0 | 0 | 0 | 0 | 0 | 0 | 0 | 0 | 0 | 0 | 4315 | 4435 | 5673 | 7705 | 7711 | 7502 | 8391 | 6738 | 5706 | 5785 | 4839 | 4089 | 4315 | 4435 | 5673 | 7705 | 7711 | 7502 | 8391 | 6738 | 5706 | 5785 | 4839 | 4089 | 492.216 | 505.851 | 647.034 | 878.841 | 879.54 | 855.683 | 957.146 | 768.549 | 650.897 | 659.896 | 551.913 | 466.434 | 0 | 0 | 72889 | 72889 | 8314 | 2020 | solar PV | TRUE
59834 | N | . | Indy Grocers | Terraform Arcadia | 63249 | IN | ENC | RFC |  | 22 | 2 | NAICS-22 Non-Cogen | PV | SUN | SUN | MISO | A |  | 0 | 0 | 0 | 0 | 0 | 0 | 0 | 0 | 0 | 0 | 0 | 0 | 0 | 0 | 0 | 0 | 0 | 0 | 0 | 0 | 0 | 0 | 0 | 0 | 0 | 0 | 0 | 0 | 0 | 0 | 0 | 0 | 0 | 0 | 0 | 0 | 0 | 0 | 0 | 0 | 0 | 0 | 0 | 0 | 0 | 0 | 0 | 0 | 0 | 0 | 0 | 0 | 0 | 0 | 0 | 0 | 0 | 0 | 0 | 0 | 0 | 0 | 0 | 0 | 0 | 0 | 0 | 0 | 0 | 0 | 0 | 0 | 0 | 0 | 0 | 0 | 0 | 2020 | solar PV | TRUE
59835 | N | . | Newton Grove | SRE Utility Solar 1, LLC | 61119 | NC | SAT | SERC |  | 22 | 2 | NAICS-22 Non-Cogen | PV | SUN | SUN | CPLE | A |  | 0 | 0 | 0 | 0 | 0 | 0 | 0 | 0 | 0 | 0 | 0 | 0 | 0 | 0 | 0 | 0 | 0 | 0 | 0 | 0 | 0 | 0 | 0 | 0 | 0 | 0 | 0 | 0 | 0 | 0 | 0 | 0 | 0 | 0 | 0 | 0 | 1535 | 1578 | 2018 | 2741 | 2743 | 2669 | 2986 | 2397 | 2030 | 2058 | 1722 | 1455 | 1535 | 1578 | 2018 | 2741 | 2743 | 2669 | 2986 | 2397 | 2030 | 2058 | 1722 | 1455 | 175.124 | 179.974 | 230.205 | 312.679 | 312.927 | 304.439 | 340.539 | 273.438 | 231.58 | 234.782 | 196.363 | 165.95 | 0 | 0 | 25932 | 25932 | 2958 | 2020 | solar PV | TRUE
59836 | N | . | Twin Falls (WI) | Wisconsin Electric Power Co | 20847 | WI | ENC | RFC |  | 22 | 1 | Electric Utility | HY | WAT | HYC | MISO | A |  | 0 | 0 | 0 | 0 | 0 | 0 | 0 | 0 | 0 | 0 | 0 | 0 | 0 | 0 | 0 | 0 | 0 | 0 | 0 | 0 | 0 | 0 | 0 | 0 | 0 | 0 | 0 | 0 | 0 | 0 | 0 | 0 | 0 | 0 | 0 | 0 | 42679 | 37841 | 41860 | 40550 | 42696 | 41669 | 41379 | 39039 | 41251 | 41143 | 43410 | 46493 | 42679 | 37841 | 41860 | 40550 | 42696 | 41669 | 41379 | 39039 | 41251 | 41143 | 43410 | 46493 | 4868.098 | 4316.251 | 4774.734 | 4625.35 | 4870.086 | 4752.882 | 4719.907 | 4452.922 | 4705.207 | 4692.89 | 4951.532 | 5303.141 | 0 | 0 | 500010 | 500010 | 57033 | 2020 | hydro | TRUE
59837 | N | . | Slate Creek Wind Project LLC | EDF Renewable Asset Holdings, Inc. | 57170 | KS | WNC | MRO |  | 22 | 2 | NAICS-22 Non-Cogen | WT | WND | WND | SWPP | A |  | 0 | 0 | 0 | 0 | 0 | 0 | 0 | 0 | 0 | 0 | 0 | 0 | 0 | 0 | 0 | 0 | 0 | 0 | 0 | 0 | 0 | 0 | 0 | 0 | 0 | 0 | 0 | 0 | 0 | 0 | 0 | 0 | 0 | 0 | 0 | 0 | 443970 | 454283 | 463558 | 472054 | 428505 | 578505 | 357750 | 381431 | 404110 | 456049 | 525612 | 436757 | 443970 | 454283 | 463558 | 472054 | 428505 | 578505 | 357750 | 381431 | 404110 | 456049 | 525612 | 436757 | 50641.02 | 51817.386 | 52875.371 | 53844.416 | 48877.083 | 65986.646 | 40806.441 | 43507.543 | 46094.415 | 52018.836 | 59953.509 | 49818.334 | 0 | 0 | 5402584 | 5402584 | 616241 | 2020 | onshore wind | TRUE
59838 | N | . | Milo Wind Project LLC | EDF Renewable Asset Holdings, Inc. | 57170 | NM | MTN | MRO |  | 22 | 2 | NAICS-22 Non-Cogen | WT | WND | WND | SWPP | A |  | 0 | 0 | 0 | 0 | 0 | 0 | 0 | 0 | 0 | 0 | 0 | 0 | 0 | 0 | 0 | 0 | 0 | 0 | 0 | 0 | 0 | 0 | 0 | 0 | 0 | 0 | 0 | 0 | 0 | 0 | 0 | 0 | 0 | 0 | 0 | 0 | 183174 | 164977 | 193647 | 178274 | 172657 | 200163 | 115028 | 126291 | 129508 | 69869 | 182045 | 183702 | 183174 | 164977 | 193647 | 178274 | 172657 | 200163 | 115028 | 126291 | 129508 | 69869 | 182045 | 183702 | 20893.596 | 18817.928 | 22088.165 | 20334.695 | 19693.934 | 22831.426 | 13120.608 | 14405.257 | 14772.25 | 7969.554 | 20764.763 | 20953.824 | 0 | 0 | 1899335 | 1899335 | 216646 | 2020 | onshore wind | TRUE
59839 | N | . | Spring Hill Road | Sustainable Power Group, LLC | 58661 | MA | NEW | NPCC |  | 22 | 2 | NAICS-22 Non-Cogen | PV | SUN | SUN | ISNE | M |  | 0 | 0 | 0 | 0 | 0 | 0 | 0 | 0 | 0 | 0 | 0 | 0 | 0 | 0 | 0 | 0 | 0 | 0 | 0 | 0 | 0 | 0 | 0 | 0 | 0 | 0 | 0 | 0 | 0 | 0 | 0 | 0 | 0 | 0 | 0 | 0 | 1061 | 1385 | 2113 | 2016 | 2613 | 2665 | 3025 | 2683 | 2323 | 1534 | 1280 | 596 | 1061 | 1385 | 2113 | 2016 | 2613 | 2665 | 3025 | 2683 | 2323 | 1534 | 1280 | 596 | 121 | 158 | 241 | 230 | 298 | 304 | 345 | 306 | 265 | 175 | 146 | 68 | 0 | 0 | 23294 | 23294 | 2657 | 2020 | solar PV | TRUE
59840 | N | . | Springbok Solar Farm 2 | 63SU 8me, LLC | 59616 | CA | PACC | WECC |  | 22 | 2 | NAICS-22 Non-Cogen | PV | SUN | SUN | LDWP | A |  | 0 | 0 | 0 | 0 | 0 | 0 | 0 | 0 | 0 | 0 | 0 | 0 | 0 | 0 | 0 | 0 | 0 | 0 | 0 | 0 | 0 | 0 | 0 | 0 | 0 | 0 | 0 | 0 | 0 | 0 | 0 | 0 | 0 | 0 | 0 | 0 | 185766 | 251815 | 246416 | 310553 | 406437 | 404730 | 457149 | 378735 | 297382 | 274878 | 217311 | 172056 | 185766 | 251815 | 246416 | 310553 | 406437 | 404730 | 457149 | 378735 | 297382 | 274878 | 217311 | 172056 | 21189.214 | 28723.015 | 28107.21 | 35422.994 | 46359.826 | 46165.137 | 52144.289 | 43200.103 | 33920.607 | 31353.735 | 24787.431 | 19625.439 | 0 | 0 | 3603228 | 3603228 | 410999 | 2020 | solar PV | TRUE
59841 | N | . | General Motors Corp at White Marsh MD | Constellation Solar Maryland, LLC | 56975 | MD | SAT | RFC |  | 22 | 2 | NAICS-22 Non-Cogen | PV | SUN | SUN | PJM | A |  | 0 | 0 | 0 | 0 | 0 | 0 | 0 | 0 | 0 | 0 | 0 | 0 | 0 | 0 | 0 | 0 | 0 | 0 | 0 | 0 | 0 | 0 | 0 | 0 | 0 | 0 | 0 | 0 | 0 | 0 | 0 | 0 | 0 | 0 | 0 | 0 | 765 | 869 | 1103 | 1238 | 1415 | 1525 | 1515 | 1263 | 1121 | 962 | 868 | 640 | 765 | 869 | 1103 | 1238 | 1415 | 1525 | 1515 | 1263 | 1121 | 962 | 868 | 640 | 87.215 | 99.067 | 125.853 | 141.177 | 161.384 | 173.896 | 172.774 | 144.041 | 127.813 | 109.692 | 99.061 | 73.027 | 0 | 0 | 13284 | 13284 | 1515 | 2020 | solar PV | TRUE
59842 | N | . | CNE at Cambridge MD | Constellation Solar Maryland II LLC | 58304 | MD | SAT | RFC |  | 22 | 2 | NAICS-22 Non-Cogen | PV | SUN | SUN | PJM | A |  | 0 | 0 | 0 | 0 | 0 | 0 | 0 | 0 | 0 | 0 | 0 | 0 | 0 | 0 | 0 | 0 | 0 | 0 | 0 | 0 | 0 | 0 | 0 | 0 | 0 | 0 | 0 | 0 | 0 | 0 | 0 | 0 | 0 | 0 | 0 | 0 | 2909 | 3304 | 4198 | 4709 | 5383 | 5800 | 5763 | 4805 | 4263 | 3659 | 3304 | 2436 | 2909 | 3304 | 4198 | 4709 | 5383 | 5800 | 5763 | 4805 | 4263 | 3659 | 3304 | 2436 | 331.821 | 376.914 | 478.825 | 537.124 | 614.003 | 661.607 | 657.339 | 548.021 | 486.282 | 417.337 | 376.888 | 277.839 | 0 | 0 | 50533 | 50533 | 5764 | 2020 | solar PV | TRUE
59843 | N | . | Georgia Power at Wadley GA | Constellation Solar Georgia, LLC. | 59617 | GA | SAT | SERC |  | 22 | 2 | NAICS-22 Non-Cogen | PV | SUN | SUN | SEPA | A |  | 0 | 0 | 0 | 0 | 0 | 0 | 0 | 0 | 0 | 0 | 0 | 0 | 0 | 0 | 0 | 0 | 0 | 0 | 0 | 0 | 0 | 0 | 0 | 0 | 0 | 0 | 0 | 0 | 0 | 0 | 0 | 0 | 0 | 0 | 0 | 0 | 928 | 957 | 1315 | 1607 | 1859 | 1576 | 1707 | 1554 | 1225 | 1250 | 1040 | 1000 | 928 | 957 | 1315 | 1607 | 1859 | 1576 | 1707 | 1554 | 1225 | 1250 | 1040 | 1000 | 105.9 | 109.109 | 150.013 | 183.316 | 212.068 | 179.756 | 194.661 | 177.205 | 139.712 | 142.586 | 118.573 | 114.101 | 0 | 0 | 16018 | 16018 | 1827 | 2020 | solar PV | TRUE
59844 | N | . | Munich Re Plaza | Munich Reinsurance America, Inc | 59614 | NJ | MAT | RFC |  | 521 | 4 | Commercial NAICS Non-Cogen | PV | SUN | SUN | PJM | A |  | 0 | 0 | 0 | 0 | 0 | 0 | 0 | 0 | 0 | 0 | 0 | 0 | 0 | 0 | 0 | 0 | 0 | 0 | 0 | 0 | 0 | 0 | 0 | 0 | 0 | 0 | 0 | 0 | 0 | 0 | 0 | 0 | 0 | 0 | 0 | 0 | 714 | 802 | 1149 | 1195 | 1564 | 1642 | 1546 | 1336 | 1228 | 886 | 813 | 563 | 714 | 802 | 1149 | 1195 | 1564 | 1642 | 1546 | 1336 | 1228 | 886 | 813 | 563 | 81.461 | 91.523 | 131.083 | 136.312 | 178.395 | 187.266 | 176.376 | 152.395 | 140.026 | 101.116 | 92.786 | 64.261 | 0 | 0 | 13438 | 13438 | 1533 | 2020 | solar PV | FALSE
59845 | N | . | New River | Ingenco Renewable Development, LLC | 59452 | VA | SAT | SERC |  | 22 | 2 | NAICS-22 Non-Cogen | IC | DFO | DFO | PJM | A | barrels | 68 | 37 | 74 | 41 | 104 | 91 | 160 | 155 | 191 | 63 | 132 | 214 | 68 | 37 | 74 | 41 | 104 | 91 | 160 | 155 | 191 | 63 | 132 | 214 | 5.775 | 5.775 | 5.775 | 5.775 | 5.775 | 5.775 | 5.775 | 5.775 | 5.775 | 5.775 | 5.775 | 5.775 | 393 | 214 | 427 | 237 | 601 | 526 | 924 | 895 | 1103 | 364 | 762 | 1236 | 393 | 214 | 427 | 237 | 601 | 526 | 924 | 895 | 1103 | 364 | 762 | 1236 | 33.124 | 18.402 | 36.794 | 20.41 | 51.56 | 45.164 | 79.517 | 76.752 | 94.567 | 31.389 | 65.34 | 106.203 | 1330 | 1330 | 7682 | 7682 | 659.222 | 2020 | petroleum | TRUE
59845 | N | . | New River | Ingenco Renewable Development, LLC | 59452 | VA | SAT | SERC |  | 22 | 2 | NAICS-22 Non-Cogen | IC | LFG | MLG | PJM | A | mcf | 33886 | 30414 | 33591 | 32121 | 33611 | 29938 | 33191 | 33965 | 32719 | 31409 | 33016 | 34117 | 33886 | 30414 | 33591 | 32121 | 33611 | 29938 | 33191 | 33965 | 32719 | 31409 | 33016 | 34117 | 0.563 | 0.563 | 0.563 | 0.563 | 0.563 | 0.563 | 0.563 | 0.563 | 0.563 | 0.563 | 0.563 | 0.563 | 19078 | 17123 | 18912 | 18084 | 18923 | 16855 | 18687 | 19122 | 18421 | 17683 | 18588 | 19208 | 19078 | 17123 | 18912 | 18084 | 18923 | 16855 | 18687 | 19122 | 18421 | 17683 | 18588 | 19208 | 1637.433 | 1469.617 | 1623.137 | 1552.142 | 1624.141 | 1446.64 | 1603.82 | 1641.205 | 1581.026 | 1517.695 | 1595.372 | 1648.55 | 391978 | 391978 | 220684 | 220684 | 18940.778 | 2020 | biomass | TRUE
59847 | Y | . | Northwest Community Hospital | Northwest Community Hospital | 59626 | IL | ENC | RFC |  | 22 | 3 | NAICS-22 Cogen | IC | NG | NG | PJM | A | mcf | 1165 | 1057 | 1098 | 803 | 686 | 1053 | 1513 | 1128 | 738 | 779 | 362 | 818 | 1165 | 1057 | 1098 | 803 | 686 | 1053 | 1513 | 1128 | 738 | 779 | 362 | 818 | 0.8 | 0.8 | 0.8 | 0.8 | 0.8 | 0.8 | 0.8 | 0.8 | 0.8 | 0.8 | 0.8 | 0.8 | 932 | 846 | 878 | 642 | 549 | 842 | 1210 | 902 | 590 | 623 | 290 | 654 | 932 | 846 | 878 | 642 | 549 | 842 | 1210 | 902 | 590 | 623 | 290 | 654 | 100.921 | 91.675 | 95.153 | 69.575 | 59.512 | 91.259 | 131.169 | 97.833 | 63.993 | 67.577 | 31.395 | 70.938 | 11200 | 11200 | 8958 | 8958 | 971 | 2020 | natural gas peaker | TRUE
59848 | N | . | Pikes Peak Solar Garden 1 LLC CSG | Pikes Peak Solar Garden 1 LLC | 59650 | CO | MTN | WECC |  | 22 | 2 | NAICS-22 Non-Cogen | PV | SUN | SUN | WACM | A |  | 0 | 0 | 0 | 0 | 0 | 0 | 0 | 0 | 0 | 0 | 0 | 0 | 0 | 0 | 0 | 0 | 0 | 0 | 0 | 0 | 0 | 0 | 0 | 0 | 0 | 0 | 0 | 0 | 0 | 0 | 0 | 0 | 0 | 0 | 0 | 0 | 2325 | 2450 | 3753 | 4194 | 4870 | 4721 | 4893 | 3988 | 3887 | 2929 | 2524 | 1907 | 2325 | 2450 | 3753 | 4194 | 4870 | 4721 | 4893 | 3988 | 3887 | 2929 | 2524 | 1907 | 265.249 | 279.414 | 428.046 | 478.385 | 555.503 | 538.553 | 558.165 | 454.916 | 443.351 | 334.053 | 287.862 | 217.503 | 0 | 0 | 42441 | 42441 | 4841 | 2020 | solar PV | TRUE
59849 | N | . | Adams Community Solar Garden LLC | Adams Community Solar Garden LLC | 59651 | CO | MTN | WECC |  | 22 | 2 | NAICS-22 Non-Cogen | PV | SUN | SUN | PSCO | A |  | 0 | 0 | 0 | 0 | 0 | 0 | 0 | 0 | 0 | 0 | 0 | 0 | 0 | 0 | 0 | 0 | 0 | 0 | 0 | 0 | 0 | 0 | 0 | 0 | 0 | 0 | 0 | 0 | 0 | 0 | 0 | 0 | 0 | 0 | 0 | 0 | 1096 | 1154 | 1768 | 1976 | 2295 | 2225 | 2306 | 1879 | 1831 | 1380 | 1189 | 898 | 1096 | 1154 | 1768 | 1976 | 2295 | 2225 | 2306 | 1879 | 1831 | 1380 | 1189 | 898 | 124.982 | 131.655 | 201.688 | 225.407 | 261.744 | 253.757 | 262.998 | 214.349 | 208.9 | 157.4 | 135.636 | 102.484 | 0 | 0 | 19997 | 19997 | 2281 | 2020 | solar PV | TRUE
59850 | N | . | Adams Community Solar Garden III LLC | Adams Community Solar Garden III LLC | 59652 | CO | MTN | WECC |  | 22 | 2 | NAICS-22 Non-Cogen | PV | SUN | SUN | PSCO | A |  | 0 | 0 | 0 | 0 | 0 | 0 | 0 | 0 | 0 | 0 | 0 | 0 | 0 | 0 | 0 | 0 | 0 | 0 | 0 | 0 | 0 | 0 | 0 | 0 | 0 | 0 | 0 | 0 | 0 | 0 | 0 | 0 | 0 | 0 | 0 | 0 | 534 | 563 | 862 | 963 | 1119 | 1085 | 1124 | 916 | 893 | 673 | 580 | 438 | 534 | 563 | 862 | 963 | 1119 | 1085 | 1124 | 916 | 893 | 673 | 580 | 438 | 60.929 | 64.183 | 98.324 | 109.887 | 127.602 | 123.708 | 128.213 | 104.496 | 101.84 | 76.733 | 66.123 | 49.962 | 0 | 0 | 9750 | 9750 | 1112 | 2020 | solar PV | TRUE
59851 | N | . | Great Bay Solar 1 | Great Bay Solar I LLC | 59633 | MD | SAT | RFC |  | 22 | 2 | NAICS-22 Non-Cogen | PV | SUN | SUN | PJM | M |  | 0 | 0 | 0 | 0 | 0 | 0 | 0 | 0 | 0 | 0 | 0 | 0 | 0 | 0 | 0 | 0 | 0 | 0 | 0 | 0 | 0 | 0 | 0 | 0 | 0 | 0 | 0 | 0 | 0 | 0 | 0 | 0 | 0 | 0 | 0 | 0 | 70548 | 72003 | 96700 | 111490 | 123466 | 126815 | 124211 | 103643 | 94403 | 84076 | 79078 | 59949 | 70548 | 72003 | 96700 | 111490 | 123466 | 126815 | 124211 | 103643 | 94403 | 84076 | 79078 | 59949 | 8047 | 8213 | 11030 | 12717 | 14083 | 14465 | 14168 | 11822 | 10768 | 9590 | 9020 | 6838 | 0 | 0 | 1146382 | 1146382 | 130761 | 2020 | solar PV | TRUE
59852 | N | . | North Star Solar Project | North Star Solar PV LLC | 59634 | MN | WNC | MRO |  | 22 | 2 | NAICS-22 Non-Cogen | PV | SUN | SUN | MISO | M |  | 0 | 0 | 0 | 0 | 0 | 0 | 0 | 0 | 0 | 0 | 0 | 0 | 0 | 0 | 0 | 0 | 0 | 0 | 0 | 0 | 0 | 0 | 0 | 0 | 0 | 0 | 0 | 0 | 0 | 0 | 0 | 0 | 0 | 0 | 0 | 0 | 44116 | 129383 | 148872 | 175752 | 217842 | 243021 | 197100 | 207182 | 147242 | 114637 | 70127 | 40644 | 44116 | 129383 | 148872 | 175752 | 217842 | 243021 | 197100 | 207182 | 147242 | 114637 | 70127 | 40644 | 5032 | 14758 | 16981 | 20047 | 24848 | 27720 | 22482 | 23632 | 16795 | 13076 | 7999 | 4636 | 0 | 0 | 1735918 | 1735918 | 198006 | 2020 | solar PV | TRUE
59853 | N | . | Watervliet PV | Indiana Michigan Power Co | 9324 | MI | ENC | RFC |  | 22 | 1 | Electric Utility | PV | SUN | SUN | PJM | A |  | 0 | 0 | 0 | 0 | 0 | 0 | 0 | 0 | 0 | 0 | 0 | 0 | 0 | 0 | 0 | 0 | 0 | 0 | 0 | 0 | 0 | 0 | 0 | 0 | 0 | 0 | 0 | 0 | 0 | 0 | 0 | 0 | 0 | 0 | 0 | 0 | 1478 | 2196 | 3229 | 3963 | 4672 | 5744 | 5518 | 5188 | 4060 | 3207 | 2180 | 1585 | 1478 | 2196 | 3229 | 3963 | 4672 | 5744 | 5518 | 5188 | 4060 | 3207 | 2180 | 1585 | 168.635 | 250.431 | 368.297 | 452.042 | 532.887 | 655.165 | 629.428 | 591.723 | 463.083 | 365.836 | 248.651 | 180.822 | 0 | 0 | 43020 | 43020 | 4907 | 2020 | solar PV | TRUE
59854 | N | . | OlivePV | Indiana Michigan Power Co | 9324 | IN | ENC | RFC |  | 22 | 1 | Electric Utility | PV | SUN | SUN | PJM | M |  | 0 | 0 | 0 | 0 | 0 | 0 | 0 | 0 | 0 | 0 | 0 | 0 | 0 | 0 | 0 | 0 | 0 | 0 | 0 | 0 | 0 | 0 | 0 | 0 | 0 | 0 | 0 | 0 | 0 | 0 | 0 | 0 | 0 | 0 | 0 | 0 | 2104 | 3831 | 4892 | 6514 | 8495 | 9232 | 9083 | 9407 | 5997 | 3893 | 2841 | 1745 | 2104 | 3831 | 4892 | 6514 | 8495 | 9232 | 9083 | 9407 | 5997 | 3893 | 2841 | 1745 | 240 | 437 | 558 | 743 | 969 | 1053 | 1036 | 1073 | 684 | 444 | 324 | 199 | 0 | 0 | 68034 | 68034 | 7760 | 2020 | solar PV | TRUE
59855 | N | . | Deer Creek PV | Indiana Michigan Power Co | 9324 | IN | ENC | RFC |  | 22 | 1 | Electric Utility | PV | SUN | SUN | PJM | M |  | 0 | 0 | 0 | 0 | 0 | 0 | 0 | 0 | 0 | 0 | . | . | 0 | 0 | 0 | 0 | 0 | 0 | 0 | 0 | 0 | 0 | . | . | 0 | 0 | 0 | 0 | 0 | 0 | 0 | 0 | 0 | 0 | . | . | 894 | 1376 | 1841 | 2805 | 3182 | 3665 | 3524 | 3656 | 2911 | 2314 | . | . | 894 | 1376 | 1841 | 2805 | 3182 | 3665 | 3524 | 3656 | 2911 | 2314 | . | . | 102 | 157 | 210 | 320 | 363 | 418 | 402 | 417 | 332 | 264 | . | . | 0 | 0 | 26168 | 26168 | 2985 | 2020 | solar PV | TRUE
59856 | N | . | SoINCPower6, LLC | SolNCPower6, LLC | 59637 | NC | SAT | SERC |  | 22 | 2 | NAICS-22 Non-Cogen | PV | SUN | SUN | PJM | A |  | 0 | 0 | 0 | 0 | 0 | 0 | 0 | 0 | 0 | 0 | 0 | 0 | 0 | 0 | 0 | 0 | 0 | 0 | 0 | 0 | 0 | 0 | 0 | 0 | 0 | 0 | 0 | 0 | 0 | 0 | 0 | 0 | 0 | 0 | 0 | 0 | 5389 | 5538 | 7084 | 9622 | 9630 | 9369 | 10480 | 8415 | 7127 | 7225 | 6043 | 5107 | 5389 | 5538 | 7084 | 9622 | 9630 | 9369 | 10480 | 8415 | 7127 | 7225 | 6043 | 5107 | 614.708 | 631.736 | 808.053 | 1097.547 | 1098.42 | 1068.626 | 1195.339 | 959.808 | 812.878 | 824.116 | 689.26 | 582.509 | 0 | 0 | 91029 | 91029 | 10383 | 2020 | solar PV | TRUE
59857 | N | . | SoINCPower5, LLC | SolNCPower5, LLC | 59638 | NC | SAT | SERC |  | 22 | 2 | NAICS-22 Non-Cogen | PV | SUN | SUN | PJM | A |  | 0 | 0 | 0 | 0 | 0 | 0 | 0 | 0 | 0 | 0 | 0 | 0 | 0 | 0 | 0 | 0 | 0 | 0 | 0 | 0 | 0 | 0 | 0 | 0 | 0 | 0 | 0 | 0 | 0 | 0 | 0 | 0 | 0 | 0 | 0 | 0 | 5299 | 5446 | 6965 | 9461 | 9468 | 9212 | 10304 | 8274 | 7007 | 7104 | 5941 | 5021 | 5299 | 5446 | 6965 | 9461 | 9468 | 9212 | 10304 | 8274 | 7007 | 7104 | 5941 | 5021 | 604.408 | 621.149 | 794.511 | 1079.154 | 1080.012 | 1050.717 | 1175.307 | 943.723 | 799.256 | 810.306 | 677.71 | 572.747 | 0 | 0 | 89502 | 89502 | 10209 | 2020 | solar PV | TRUE
59858 | N | . | Johnston Solar | Half Moon Ventures, LLC | 59209 | RI | NEW | NPCC |  | 22 | 2 | NAICS-22 Non-Cogen | PV | SUN | SUN | ISNE | A |  | 0 | 0 | 0 | 0 | 0 | 0 | 0 | 0 | 0 | 0 | 0 | 0 | 0 | 0 | 0 | 0 | 0 | 0 | 0 | 0 | 0 | 0 | 0 | 0 | 0 | 0 | 0 | 0 | 0 | 0 | 0 | 0 | 0 | 0 | 0 | 0 | 633 | 870 | 1396 | 1385 | 1957 | 1879 | 1880 | 1633 | 1481 | 1043 | 784 | 490 | 633 | 870 | 1396 | 1385 | 1957 | 1879 | 1880 | 1633 | 1481 | 1043 | 784 | 490 | 72.164 | 99.223 | 159.217 | 157.995 | 223.179 | 214.331 | 214.487 | 186.225 | 168.943 | 118.941 | 89.412 | 55.883 | 0 | 0 | 15431 | 15431 | 1760 | 2020 | solar PV | TRUE
59860 | Y | . | HP Hood CT | HP Hood LLC | 59636 | VA | SAT | RFC |  | 311 | 7 | Industrial NAICS Cogen | GT | NG | NG | PJM | M | mcf | 87912 | 79537 | 63028 | 83541 | 53336 | 83515 | 90672 | 92156 | 88122 | 87765 | 68977 | 89659 | 31780 | 28342 | 21341 | 30183 | 18552 | 29991 | 33644 | 34076 | 32500 | 32088 | 22073 | 33100 | 1.04 | 1.04 | 1.04 | 1.04 | 1.04 | 1.04 | 1.04 | 1.04 | 1.04 | 1.04 | 1.04 | 1.04 | 91428 | 82718 | 65549 | 86883 | 55469 | 86856 | 94299 | 95842 | 91647 | 91276 | 71736 | 93245 | 33051 | 29476 | 22195 | 31390 | 19294 | 31191 | 34990 | 35439 | 33800 | 33371 | 22956 | 34424 | 7943 | 7084 | 5334 | 7544 | 4637 | 7496 | 8409 | 8517 | 8123 | 8020 | 5517 | 8273 | 968220 | 347670 | 1006948 | 361577 | 86897 | 2020 | natural gas peaker | FALSE
59861 | N | . | Twin Branch PV | Indiana Michigan Power Co | 9324 | IN | ENC | RFC |  | 22 | 1 | Electric Utility | PV | SUN | SUN | PJM | M |  | 0 | 0 | 0 | 0 | 0 | 0 | 0 | 0 | 0 | 0 | . | . | 0 | 0 | 0 | 0 | 0 | 0 | 0 | 0 | 0 | 0 | . | . | 0 | 0 | 0 | 0 | 0 | 0 | 0 | 0 | 0 | 0 | . | . | 956 | 1569 | 2297 | 2990 | 4033 | 4278 | 2797 | 3068 | 3025 | 1824 | . | . | 956 | 1569 | 2297 | 2990 | 4033 | 4278 | 2797 | 3068 | 3025 | 1824 | . | . | 109 | 179 | 262 | 341 | 460 | 488 | 319 | 350 | 345 | 208 | . | . | 0 | 0 | 26837 | 26837 | 3061 | 2020 | solar PV | TRUE
59862 | N | . | Fort Benning Solar Facility | Georgia Power Co | 7140 | GA | SAT | SERC |  | 22 | 1 | Electric Utility | PV | SUN | SUN | SOCO | M |  | 0 | 0 | 0 | 0 | 0 | 0 | 0 | 0 | 0 | 0 | 0 | 0 | 0 | 0 | 0 | 0 | 0 | 0 | 0 | 0 | 0 | 0 | 0 | 0 | 0 | 0 | 0 | 0 | 0 | 0 | 0 | 0 | 0 | 0 | 0 | 0 | 28914 | 27721 | 35980 | 47315 | 51778 | 43318 | 44580 | 40810 | 33963 | 34288 | 29220 | 28484 | 28914 | 27721 | 35980 | 47315 | 51778 | 43318 | 44580 | 40810 | 33963 | 34288 | 29220 | 28484 | 3298 | 3162 | 4104 | 5397 | 5906 | 4941 | 5085 | 4655 | 3874 | 3911 | 3333 | 3249 | 0 | 0 | 446371 | 446371 | 50915 | 2020 | solar PV | TRUE
59863 | N | . | Fort Gordon Solar Facility | Georgia Power Co | 7140 | GA | SAT | SERC |  | 22 | 1 | Electric Utility | PV | SUN | SUN | SOCO | A |  | 0 | 0 | 0 | 0 | 0 | 0 | 0 | 0 | 0 | 0 | 0 | 0 | 0 | 0 | 0 | 0 | 0 | 0 | 0 | 0 | 0 | 0 | 0 | 0 | 0 | 0 | 0 | 0 | 0 | 0 | 0 | 0 | 0 | 0 | 0 | 0 | 27382 | 28212 | 38788 | 47399 | 54834 | 46479 | 50333 | 45819 | 36125 | 36868 | 30659 | 29503 | 27382 | 28212 | 38788 | 47399 | 54834 | 46479 | 50333 | 45819 | 36125 | 36868 | 30659 | 29503 | 3123.31 | 3217.967 | 4424.345 | 5406.579 | 6254.558 | 5301.582 | 5741.161 | 5226.324 | 4120.558 | 4205.323 | 3497.106 | 3365.187 | 0 | 0 | 472401 | 472401 | 53884 | 2020 | solar PV | TRUE
59864 | N | . | Kings Bay Solar Facility | Georgia Power Co | 7140 | GA | SAT | SERC |  | 22 | 1 | Electric Utility | PV | SUN | SUN | SOCO | M |  | 0 | 0 | 0 | 0 | 0 | 0 | 0 | 0 | 0 | 0 | 0 | 0 | 0 | 0 | 0 | 0 | 0 | 0 | 0 | 0 | 0 | 0 | 0 | 0 | 0 | 0 | 0 | 0 | 0 | 0 | 0 | 0 | 0 | 0 | 0 | 0 | 35796 | 33499 | 47079 | 46404 | 53400 | 42239 | 48175 | 45246 | 36313 | 34218 | 32438 | 33630 | 35796 | 33499 | 47079 | 46404 | 53400 | 42239 | 48175 | 45246 | 36313 | 34218 | 32438 | 33630 | 4083 | 3821 | 5370 | 5293 | 6091 | 4818 | 5495 | 5161 | 4142 | 3903 | 3700 | 3836 | 0 | 0 | 488437 | 488437 | 55713 | 2020 | solar PV | TRUE
59865 | N | . | Fort Stewart Solar Facility | Georgia Power Co | 7140 | GA | SAT | SERC |  | 22 | 1 | Electric Utility | PV | SUN | SUN | SOCO | A |  | 0 | 0 | 0 | 0 | 0 | 0 | 0 | 0 | 0 | 0 | 0 | 0 | 0 | 0 | 0 | 0 | 0 | 0 | 0 | 0 | 0 | 0 | 0 | 0 | 0 | 0 | 0 | 0 | 0 | 0 | 0 | 0 | 0 | 0 | 0 | 0 | 25669 | 26447 | 36362 | 44434 | 51403 | 43571 | 47184 | 42953 | 33865 | 34562 | 28741 | 27657 | 25669 | 26447 | 36362 | 44434 | 51403 | 43571 | 47184 | 42953 | 33865 | 34562 | 28741 | 27657 | 2927.915 | 3016.65 | 4147.556 | 5068.342 | 5863.271 | 4969.914 | 5381.992 | 4899.363 | 3862.774 | 3942.237 | 3278.326 | 3154.66 | 0 | 0 | 442848 | 442848 | 50513 | 2020 | solar PV | TRUE
59867 | N | . | Lockheed Martin Solar System | Lockheed Martin Solar System | 59648 | FL | SAT | SERC |  | 22 | 2 | NAICS-22 Non-Cogen | PV | SUN | SUN | FPC | A |  | 0 | 0 | 0 | 0 | 0 | 0 | 0 | 0 | 0 | 0 | 0 | 0 | 0 | 0 | 0 | 0 | 0 | 0 | 0 | 0 | 0 | 0 | 0 | 0 | 0 | 0 | 0 | 0 | 0 | 0 | 0 | 0 | 0 | 0 | 0 | 0 | 1890 | 2046 | 2727 | 2471 | 2916 | 2517 | 2580 | 2462 | 2132 | 2081 | 1820 | 1981 | 1890 | 2046 | 2727 | 2471 | 2916 | 2517 | 2580 | 2462 | 2132 | 2081 | 1820 | 1981 | 215.601 | 233.403 | 311.099 | 281.892 | 332.558 | 287.083 | 294.342 | 280.853 | 243.215 | 237.36 | 207.649 | 225.945 | 0 | 0 | 27623 | 27623 | 3151 | 2020 | solar PV | TRUE
59868 | N | . | Kingbird A Solar LLC | CD Arevon USA, Inc. | 61230 | CA | PACC | WECC |  | 22 | 2 | NAICS-22 Non-Cogen | PV | SUN | SUN | CISO | A |  | 0 | 0 | 0 | 0 | 0 | 0 | 0 | 0 | 0 | 0 | 0 | 0 | 0 | 0 | 0 | 0 | 0 | 0 | 0 | 0 | 0 | 0 | 0 | 0 | 0 | 0 | 0 | 0 | 0 | 0 | 0 | 0 | 0 | 0 | 0 | 0 | 25497 | 34562 | 33821 | 42625 | 55785 | 55551 | 62745 | 51983 | 40817 | 37728 | 29827 | 23615 | 25497 | 34562 | 33821 | 42625 | 55785 | 55551 | 62745 | 51983 | 40817 | 37728 | 29827 | 23615 | 2908.289 | 3942.331 | 3857.809 | 4861.926 | 6363.043 | 6336.321 | 7156.98 | 5929.36 | 4655.718 | 4303.406 | 3402.159 | 2693.658 | 0 | 0 | 494556 | 494556 | 56411 | 2020 | solar PV | TRUE
59870 | N | . | Little Bear Solar 1, LLC | Longroad Energy Services LLC | 61219 | CA | PACC | WECC |  | 22 | 2 | NAICS-22 Non-Cogen | PV | SUN | SUN | CISO | M |  | . | . | . | . | . | . | . | . | . | . | . | 0 | . | . | . | . | . | . | . | . | . | . | . | 0 | . | . | . | . | . | . | . | . | . | . | . | 0 | . | . | . | . | . | . | . | . | . | . | . | 40872 | . | . | . | . | . | . | . | . | . | . | . | 40872 | . | . | . | . | . | . | . | . | . | . | . | 4662 | 0 | 0 | 40872 | 40872 | 4662 | 2020 | solar PV | TRUE
59872 | N | . | UC Davis South Campus | Solar Star California XXXII, LLC | 59660 | CA | PACC | WECC |  | 92 | 4 | Commercial NAICS Non-Cogen | PV | SUN | SUN | CISO | A |  | 0 | 0 | 0 | 0 | 0 | 0 | 0 | 0 | 0 | 0 | 0 | 0 | 0 | 0 | 0 | 0 | 0 | 0 | 0 | 0 | 0 | 0 | 0 | 0 | 0 | 0 | 0 | 0 | 0 | 0 | 0 | 0 | 0 | 0 | 0 | 0 | 12562 | 17028 | 16663 | 21001 | 27484 | 27369 | 30914 | 25611 | 20110 | 18588 | 14695 | 11635 | 12562 | 17028 | 16663 | 21001 | 27484 | 27369 | 30914 | 25611 | 20110 | 18588 | 14695 | 11635 | 1432.88 | 1942.337 | 1900.695 | 2395.41 | 3134.992 | 3121.827 | 3526.155 | 2921.322 | 2293.814 | 2120.235 | 1676.201 | 1327.132 | 0 | 0 | 243660 | 243660 | 27793 | 2020 | solar PV | FALSE
59873 | N | . | Lowell Solar Landfill | Lowell Solar Landfill LLC | 59654 | MA | NEW | NPCC |  | 22 | 2 | NAICS-22 Non-Cogen | PV | SUN | SUN | ISNE | A |  | 0 | 0 | 0 | 0 | 0 | 0 | 0 | 0 | 0 | 0 | 0 | 0 | 0 | 0 | 0 | 0 | 0 | 0 | 0 | 0 | 0 | 0 | 0 | 0 | 0 | 0 | 0 | 0 | 0 | 0 | 0 | 0 | 0 | 0 | 0 | 0 | 667 | 874 | 1330 | 1275 | 1798 | 1699 | 1673 | 1581 | 1373 | 998 | 714 | 543 | 667 | 874 | 1330 | 1275 | 1798 | 1699 | 1673 | 1581 | 1373 | 998 | 714 | 543 | 76.127 | 99.715 | 151.725 | 145.474 | 205.091 | 193.769 | 190.82 | 180.383 | 156.619 | 113.867 | 81.435 | 61.975 | 0 | 0 | 14525 | 14525 | 1657 | 2020 | solar PV | TRUE
59874 | N | . | Richland Solar Center | Dominion Renewable Energy | 58468 | GA | SAT | SERC |  | 22 | 2 | NAICS-22 Non-Cogen | PV | SUN | SUN | SEPA | A |  | 0 | 0 | 0 | 0 | 0 | 0 | 0 | 0 | 0 | 0 | 0 | 0 | 0 | 0 | 0 | 0 | 0 | 0 | 0 | 0 | 0 | 0 | 0 | 0 | 0 | 0 | 0 | 0 | 0 | 0 | 0 | 0 | 0 | 0 | 0 | 0 | 20584 | 21208 | 29158 | 35631 | 41220 | 34939 | 37836 | 34443 | 27156 | 27715 | 23047 | 22178 | 20584 | 21208 | 29158 | 35631 | 41220 | 34939 | 37836 | 34443 | 27156 | 27715 | 23047 | 22178 | 2347.872 | 2419.029 | 3325.895 | 4064.266 | 4701.714 | 3985.337 | 4315.78 | 3928.763 | 3097.53 | 3161.251 | 2628.865 | 2529.698 | 0 | 0 | 355115 | 355115 | 40506 | 2020 | solar PV | TRUE
59875 | N | . | Marshall Solar Energy Project | Marshall Solar Energy Project | 59973 | MN | WNC | MRO |  | 22 | 2 | NAICS-22 Non-Cogen | PV | SUN | SUN | MISO | M |  | 0 | 0 | 0 | 0 | 0 | 0 | 0 | 0 | 0 | 0 | 0 | 0 | 0 | 0 | 0 | 0 | 0 | 0 | 0 | 0 | 0 | 0 | 0 | 0 | 0 | 0 | 0 | 0 | 0 | 0 | 0 | 0 | 0 | 0 | 0 | 0 | 39767 | 56854 | 77605 | 104003 | 90887 | 92238 | 121765 | 111621 | 76711 | 50296 | 55855 | 37584 | 39767 | 56854 | 77605 | 104003 | 90887 | 92238 | 121765 | 111621 | 76711 | 50296 | 55855 | 37584 | 4536 | 6485 | 8852 | 11863 | 10367 | 10521 | 13889 | 12732 | 8750 | 5737 | 6371 | 4287 | 0 | 0 | 915186 | 915186 | 104390 | 2020 | solar PV | TRUE
59876 | N | . | Marine Corps Logistics Base Solar | Georgia Power Co | 7140 | GA | SAT | SERC |  | 22 | 1 | Electric Utility | PV | SUN | SUN | SOCO | M |  | 0 | 0 | 0 | 0 | 0 | 0 | 0 | 0 | 0 | 0 | 0 | 0 | 0 | 0 | 0 | 0 | 0 | 0 | 0 | 0 | 0 | 0 | 0 | 0 | 0 | 0 | 0 | 0 | 0 | 0 | 0 | 0 | 0 | 0 | 0 | 0 | 28607 | 27064 | 40442 | 50770 | 54750 | 46640 | 48937 | 44440 | 38172 | 41117 | 34516 | 33087 | 28607 | 27064 | 40442 | 50770 | 54750 | 46640 | 48937 | 44440 | 38172 | 41117 | 34516 | 33087 | 3263 | 3087 | 4613 | 5791 | 6245 | 5320 | 5582 | 5069 | 4354 | 4690 | 3937 | 3774 | 0 | 0 | 488542 | 488542 | 55725 | 2020 | solar PV | TRUE
59877 | Y | . | Riverside RWQCP Fuel Cell | Riverside Fuel Cell, LLC | 59662 | CA | PACC | WECC |  | 22132 | 5 | Commercial NAICS Cogen | FC | NG | NG | CISO | A | mcf | 776 | 686 | 762 | 539 | 507 | 713 | 997 | 1240 | 1079 | 1121 | 895 | 993 | 776 | 686 | 762 | 539 | 507 | 713 | 997 | 1240 | 1079 | 1121 | 895 | 993 | 1.045 | 1.045 | 1.045 | 1.045 | 1.045 | 1.045 | 1.045 | 1.045 | 1.045 | 1.045 | 1.045 | 1.045 | 811 | 717 | 796 | 563 | 530 | 745 | 1042 | 1296 | 1128 | 1171 | 935 | 1038 | 811 | 717 | 796 | 563 | 530 | 745 | 1042 | 1296 | 1128 | 1171 | 935 | 1038 | 82.025 | 72.437 | 80.409 | 56.866 | 53.469 | 75.215 | 105.219 | 130.847 | 113.947 | 118.337 | 94.523 | 104.773 | 10308 | 10308 | 10772 | 10772 | 1088.067 | 2020 | other | FALSE
59877 | Y | . | Riverside RWQCP Fuel Cell | Riverside Fuel Cell, LLC | 59662 | CA | PACC | WECC |  | 22132 | 5 | Commercial NAICS Cogen | FC | OBG | ORW | CISO | A | Mcf | 9461 | 8511 | 8968 | 8393 | 8916 | 8217 | 9229 | 8812 | 8740 | 8412 | 8468 | 7563 | 9460 | 8511 | 8968 | 8393 | 8916 | 8217 | 9229 | 8812 | 8740 | 8412 | 8468 | 7563 | 0.669 | 0.669 | 0.669 | 0.669 | 0.669 | 0.669 | 0.669 | 0.669 | 0.669 | 0.669 | 0.669 | 0.669 | 6329 | 5694 | 6000 | 5615 | 5965 | 5497 | 6174 | 5895 | 5847 | 5628 | 5665 | 5060 | 6329 | 5694 | 6000 | 5615 | 5965 | 5497 | 6174 | 5895 | 5847 | 5628 | 5665 | 5060 | 639.363 | 575.117 | 606.005 | 567.166 | 602.489 | 555.3 | 623.667 | 595.45 | 590.618 | 568.415 | 572.246 | 511.097 | 103690 | 103689 | 69369 | 69369 | 7006.933 | 2020 | biomass | FALSE
59878 | N | . | Windhub Solar A LLC | EDP Renewables North America LLC | 61785 | CA | PACC | WECC |  | 22 | 2 | NAICS-22 Non-Cogen | PV | SUN | SUN | CISO | A |  | 0 | 0 | 0 | 0 | 0 | 0 | 0 | 0 | 0 | 0 | 0 | 0 | 0 | 0 | 0 | 0 | 0 | 0 | 0 | 0 | 0 | 0 | 0 | 0 | 0 | 0 | 0 | 0 | 0 | 0 | 0 | 0 | 0 | 0 | 0 | 0 | 22388 | 30348 | 29698 | 37427 | 48983 | 48777 | 55095 | 45645 | 35840 | 33128 | 26190 | 20736 | 22388 | 30348 | 29698 | 37427 | 48983 | 48777 | 55095 | 45645 | 35840 | 33128 | 26190 | 20736 | 2553.693 | 3461.656 | 3387.44 | 4269.128 | 5587.219 | 5563.755 | 6284.354 | 5206.413 | 4088.062 | 3778.706 | 2987.345 | 2365.229 | 0 | 0 | 434255 | 434255 | 49533 | 2020 | solar PV | TRUE
59879 | N | . | North Rosamond Solar LLC | North Rosamond Solar, LLC | 61943 | CA | PACC | WECC |  | 22 | 2 | NAICS-22 Non-Cogen | PV | SUN | SUN | CISO | M |  | 0 | 0 | 0 | 0 | 0 | 0 | 0 | 0 | 0 | 0 | 0 | 0 | 0 | 0 | 0 | 0 | 0 | 0 | 0 | 0 | 0 | 0 | 0 | 0 | 0 | 0 | 0 | 0 | 0 | 0 | 0 | 0 | 0 | 0 | 0 | 0 | 179373 | 236797 | 201930 | 193873 | 300910 | 325896 | 421605 | 350566 | 272750 | 255891 | 197205 | 168887 | 179373 | 236797 | 201930 | 193873 | 300910 | 325896 | 421605 | 350566 | 272750 | 255891 | 197205 | 168887 | 20460 | 27010 | 23033 | 22114 | 34323 | 37173 | 48090 | 39987 | 31111 | 29188 | 22494 | 19264 | 0 | 0 | 3105683 | 3105683 | 354247 | 2020 | solar PV | TRUE
59880 | N | . | Kings Park Solar I | DG LF Solar, LLC | 62710 | NY | MAT | NPCC |  | 22 | 2 | NAICS-22 Non-Cogen | PV | SUN | SUN | NYIS | A |  | 0 | 0 | 0 | 0 | 0 | 0 | 0 | 0 | 0 | 0 | 0 | 0 | 0 | 0 | 0 | 0 | 0 | 0 | 0 | 0 | 0 | 0 | 0 | 0 | 0 | 0 | 0 | 0 | 0 | 0 | 0 | 0 | 0 | 0 | 0 | 0 | 1976 | 2206 | 3189 | 3198 | 4200 | 4222 | 4015 | 3409 | 3353 | 2380 | 2192 | 1483 | 1976 | 2206 | 3189 | 3198 | 4200 | 4222 | 4015 | 3409 | 3353 | 2380 | 2192 | 1483 | 225.347 | 251.59 | 363.777 | 364.772 | 479.016 | 481.548 | 457.993 | 388.868 | 382.426 | 271.505 | 250.03 | 169.128 | 0 | 0 | 35823 | 35823 | 4086 | 2020 | solar PV | TRUE
59881 | N | . | Kings Park Solar II | DG LF Solar, LLC | 62710 | NY | MAT | NPCC |  | 22 | 2 | NAICS-22 Non-Cogen | PV | SUN | SUN | NYIS | A |  | 0 | 0 | 0 | 0 | 0 | 0 | 0 | 0 | 0 | 0 | 0 | 0 | 0 | 0 | 0 | 0 | 0 | 0 | 0 | 0 | 0 | 0 | 0 | 0 | 0 | 0 | 0 | 0 | 0 | 0 | 0 | 0 | 0 | 0 | 0 | 0 | 1975 | 2205 | 3188 | 3197 | 4199 | 4221 | 4014 | 3408 | 3352 | 2380 | 2191 | 1482 | 1975 | 2205 | 3188 | 3197 | 4199 | 4221 | 4014 | 3408 | 3352 | 2380 | 2191 | 1482 | 225.291 | 251.529 | 363.688 | 364.683 | 478.899 | 481.43 | 457.881 | 388.773 | 382.332 | 271.438 | 249.969 | 169.087 | 0 | 0 | 35812 | 35812 | 4085 | 2020 | solar PV | TRUE
59882 | N | . | Exelon West Medway II LLC | Exelon Power | 6035 | MA | NEW | NPCC |  | 22 | 2 | NAICS-22 Non-Cogen | GT | DFO | DFO | ISNE | M | barrels | 1408 | 2837 | 0 | 476 | 0 | 0 | 0 | 0 | 0 | 0 | 0 | 0 | 1408 | 2837 | 0 | 476 | 0 | 0 | 0 | 0 | 0 | 0 | 0 | 0 | 5.76 | 5.76 | 0 | 5.79 | 0 | 0 | 0 | 0 | 0 | 0 | 0 | 0 | 8110 | 16341 | 0 | 2756 | 0 | 0 | 0 | 0 | 0 | 0 | 0 | 0 | 8110 | 16341 | 0 | 2756 | 0 | 0 | 0 | 0 | 0 | 0 | 0 | 0 | 736.649 | 1535.066 | 0 | 237.735 | 0 | 0 | 0 | 0 | 0 | 0 | 0 | 0 | 4721 | 4721 | 27207 | 27207 | 2509.45 | 2020 | petroleum | TRUE
59882 | N | . | Exelon West Medway II LLC | Exelon Power | 6035 | MA | NEW | NPCC |  | 22 | 2 | NAICS-22 Non-Cogen | GT | NG | NG | ISNE | M | mcf | 148700 | 91034 | 172401 | 139252 | 122270 | 249179 | 298688 | 295485 | 122874 | 229439 | 58930 | 91903 | 148700 | 91034 | 172401 | 139252 | 122270 | 249179 | 298688 | 295485 | 122874 | 229439 | 58930 | 91903 | 1.035 | 1.035 | 1.035 | 1.035 | 1.035 | 1.035 | 1.035 | 1.035 | 1.035 | 1.035 | 1.035 | 1.035 | 153905 | 94220 | 178435 | 144126 | 126549 | 257900 | 309142 | 305827 | 127175 | 237469 | 60993 | 95120 | 153905 | 94220 | 178435 | 144126 | 126549 | 257900 | 309142 | 305827 | 127175 | 237469 | 60993 | 95120 | 13979.351 | 8850.934 | 14735 | 12432.265 | 11215 | 23543 | 29446 | 28380 | 12209 | 23342 | 5986 | 8984 | 2020155 | 2020155 | 2090861 | 2090861 | 193102.55 | 2020 | natural gas peaker | TRUE
59887 | N | . | Beaufort Solar, LLC | Capital Power Corporation | 59365 | NC | SAT | SERC |  | 22 | 2 | NAICS-22 Non-Cogen | PV | SUN | SUN | CPLE | A |  | 0 | 0 | 0 | 0 | 0 | 0 | 0 | 0 | 0 | 0 | 0 | 0 | 0 | 0 | 0 | 0 | 0 | 0 | 0 | 0 | 0 | 0 | 0 | 0 | 0 | 0 | 0 | 0 | 0 | 0 | 0 | 0 | 0 | 0 | 0 | 0 | 14297 | 14693 | 18794 | 25527 | 25547 | 24854 | 27801 | 22323 | 18906 | 19167 | 16031 | 13548 | 14297 | 14693 | 18794 | 25527 | 25547 | 24854 | 27801 | 22323 | 18906 | 19167 | 16031 | 13548 | 1630.756 | 1675.929 | 2143.678 | 2911.676 | 2913.991 | 2834.951 | 3171.107 | 2546.268 | 2156.48 | 2186.294 | 1828.535 | 1545.335 | 0 | 0 | 241488 | 241488 | 27545 | 2020 | solar PV | TRUE
59888 | N | . | CP Bloom Wind LLC | Capital Power Corporation | 59365 | KS | WNC | MRO |  | 22 | 2 | NAICS-22 Non-Cogen | WT | WND | WND | SWPP | M |  | 0 | 0 | 0 | 0 | 0 | 0 | 0 | 0 | 0 | 0 | 0 | 0 | 0 | 0 | 0 | 0 | 0 | 0 | 0 | 0 | 0 | 0 | 0 | 0 | 0 | 0 | 0 | 0 | 0 | 0 | 0 | 0 | 0 | 0 | 0 | 0 | 503515 | 553540 | 549200 | 554364 | 569610 | 734017 | 438788 | 443058 | 468763 | 485490 | 582120 | 496852 | 503515 | 553540 | 549200 | 554364 | 569610 | 734017 | 438788 | 443058 | 468763 | 485490 | 582120 | 496852 | 57433 | 63139 | 62644 | 63233 | 64972 | 83725 | 50050 | 50537 | 53469 | 55377 | 66399 | 56673 | 0 | 0 | 6379317 | 6379317 | 727651 | 2020 | onshore wind | TRUE
59891 | N | . | Butler Solar Farm 20 | Southern Power Co | 17650 | GA | SAT | SERC |  | 22 | 2 | NAICS-22 Non-Cogen | PV | SUN | SUN | SOCO | A |  | 0 | 0 | 0 | 0 | 0 | 0 | 0 | 0 | 0 | 0 | 0 | 0 | 0 | 0 | 0 | 0 | 0 | 0 | 0 | 0 | 0 | 0 | 0 | 0 | 0 | 0 | 0 | 0 | 0 | 0 | 0 | 0 | 0 | 0 | 0 | 0 | 19480 | 20070 | 27595 | 33721 | 39010 | 33066 | 35808 | 32597 | 25700 | 26229 | 21811 | 20989 | 19480 | 20070 | 27595 | 33721 | 39010 | 33066 | 35808 | 32597 | 25700 | 26229 | 21811 | 20989 | 2221.976 | 2289.317 | 3147.555 | 3846.333 | 4449.6 | 3771.636 | 4084.36 | 3718.096 | 2931.435 | 2991.739 | 2487.901 | 2394.052 | 0 | 0 | 336076 | 336076 | 38334 | 2020 | solar PV | TRUE
59894 | N | . | Pawpaw Solar Plant | Southern Power Co | 17650 | GA | SAT | SERC |  | 22 | 2 | NAICS-22 Non-Cogen | PV | SUN | SUN | SOCO | A |  | 0 | 0 | 0 | 0 | 0 | 0 | 0 | 0 | 0 | 0 | 0 | 0 | 0 | 0 | 0 | 0 | 0 | 0 | 0 | 0 | 0 | 0 | 0 | 0 | 0 | 0 | 0 | 0 | 0 | 0 | 0 | 0 | 0 | 0 | 0 | 0 | 31164 | 32109 | 44146 | 53947 | 62408 | 52899 | 57285 | 52148 | 41115 | 41961 | 34894 | 33578 | 31164 | 32109 | 44146 | 53947 | 62408 | 52899 | 57285 | 52148 | 41115 | 41961 | 34894 | 33578 | 3554.733 | 3662.465 | 5035.48 | 6153.39 | 7118.501 | 6033.89 | 6534.188 | 5948.236 | 4689.73 | 4786.205 | 3980.161 | 3830.021 | 0 | 0 | 537654 | 537654 | 61327 | 2020 | solar PV | TRUE
59896 | N | . | Butler Solar Project 103 | Southern Power Co | 17650 | GA | SAT | SERC |  | 22 | 2 | NAICS-22 Non-Cogen | PV | SUN | SUN | SOCO | M |  | 0 | 0 | 0 | 0 | 0 | 0 | 0 | 0 | 0 | 0 | 0 | 0 | 0 | 0 | 0 | 0 | 0 | 0 | 0 | 0 | 0 | 0 | 0 | 0 | 0 | 0 | 0 | 0 | 0 | 0 | 0 | 0 | 0 | 0 | 0 | 0 | 102784 | 100794 | 138194 | 206884 | 231887 | 195057 | 214783 | 187202 | 157745 | 147478 | 119503 | 109491 | 102784 | 100794 | 138194 | 206884 | 231887 | 195057 | 214783 | 187202 | 157745 | 147478 | 119503 | 109491 | 11724 | 11497 | 15763 | 23598 | 26450 | 22249 | 24499 | 21353 | 17993 | 16822 | 13631 | 12489 | 0 | 0 | 1911802 | 1911802 | 218068 | 2020 | solar PV | TRUE
59897 | N | . | Taylor County Solar | Southern Power Co | 17650 | GA | SAT | SERC |  | 22 | 2 | NAICS-22 Non-Cogen | PV | SUN | SUN | SOCO | A |  | 0 | 0 | 0 | 0 | 0 | 0 | 0 | 0 | 0 | 0 | 0 | 0 | 0 | 0 | 0 | 0 | 0 | 0 | 0 | 0 | 0 | 0 | 0 | 0 | 0 | 0 | 0 | 0 | 0 | 0 | 0 | 0 | 0 | 0 | 0 | 0 | 137036 | 141189 | 194119 | 237215 | 274420 | 232608 | 251895 | 229306 | 180790 | 184509 | 153436 | 147648 | 137036 | 141189 | 194119 | 237215 | 274420 | 232608 | 251895 | 229306 | 180790 | 184509 | 153436 | 147648 | 15630.867 | 16104.587 | 22142.004 | 27057.679 | 31301.462 | 26532.213 | 28732.123 | 26155.575 | 20621.676 | 21045.894 | 17501.559 | 16841.361 | 0 | 0 | 2364171 | 2364171 | 269667 | 2020 | solar PV | TRUE
59898 | N | . | SunEnergy1-Scotland Neck, LLC | SunEnergy1-Scotland Neck, LLC | 59672 | NC | SAT | SERC |  | 22 | 2 | NAICS-22 Non-Cogen | PV | SUN | SUN | PJM | A |  | 0 | 0 | 0 | 0 | 0 | 0 | 0 | 0 | 0 | 0 | 0 | 0 | 0 | 0 | 0 | 0 | 0 | 0 | 0 | 0 | 0 | 0 | 0 | 0 | 0 | 0 | 0 | 0 | 0 | 0 | 0 | 0 | 0 | 0 | 0 | 0 | 2944 | 3026 | 3871 | 5257 | 5261 | 5119 | 5726 | 4598 | 3894 | 3948 | 3302 | 2790 | 2944 | 3026 | 3871 | 5257 | 5261 | 5119 | 5726 | 4598 | 3894 | 3948 | 3302 | 2790 | 335.86 | 345.164 | 441.499 | 599.671 | 600.148 | 583.869 | 653.102 | 524.414 | 444.135 | 450.276 | 376.594 | 318.268 | 0 | 0 | 49736 | 49736 | 5673 | 2020 | solar PV | TRUE
59899 | N | . | Choco Solar, LLC | Choco Solar LLC | 59673 | NC | SAT | SERC |  | 22 | 2 | NAICS-22 Non-Cogen | PV | SUN | SUN | CPLE | A |  | 0 | 0 | 0 | 0 | 0 | 0 | 0 | 0 | 0 | 0 | 0 | 0 | 0 | 0 | 0 | 0 | 0 | 0 | 0 | 0 | 0 | 0 | 0 | 0 | 0 | 0 | 0 | 0 | 0 | 0 | 0 | 0 | 0 | 0 | 0 | 0 | 5154 | 5297 | 6775 | 9202 | 9210 | 8960 | 10022 | 8048 | 6816 | 6910 | 5779 | 4884 | 5154 | 5297 | 6775 | 9202 | 9210 | 8960 | 10022 | 8048 | 6816 | 6910 | 5779 | 4884 | 587.889 | 604.174 | 772.798 | 1049.662 | 1050.497 | 1022.003 | 1143.187 | 917.932 | 777.413 | 788.161 | 659.189 | 557.095 | 0 | 0 | 87057 | 87057 | 9930 | 2020 | solar PV | TRUE
59900 | N | . | Corcoran Solar 3 | Consolidated Edison Development Inc. | 56769 | CA | PACC | WECC |  | 22 | 2 | NAICS-22 Non-Cogen | PV | SUN | SUN | CISO | A |  | 0 | 0 | 0 | 0 | 0 | 0 | 0 | 0 | 0 | 0 | 0 | 0 | 0 | 0 | 0 | 0 | 0 | 0 | 0 | 0 | 0 | 0 | 0 | 0 | 0 | 0 | 0 | 0 | 0 | 0 | 0 | 0 | 0 | 0 | 0 | 0 | 21124 | 28635 | 28021 | 35314 | 46217 | 46023 | 51984 | 43067 | 33816 | 31257 | 24711 | 19565 | 21124 | 28635 | 28021 | 35314 | 46217 | 46023 | 51984 | 43067 | 33816 | 31257 | 24711 | 19565 | 2409.493 | 3266.185 | 3196.16 | 4028.061 | 5271.723 | 5249.584 | 5929.492 | 4912.421 | 3857.22 | 3565.333 | 2818.657 | 2231.671 | 0 | 0 | 409734 | 409734 | 46736 | 2020 | solar PV | TRUE
59901 | N | . | Albertson Solar LLC | Albertson Solar LLC | 59674 | NC | SAT | SERC |  | 22 | 2 | NAICS-22 Non-Cogen | PV | SUN | SUN | CPLE | A |  | 0 | 0 | 0 | 0 | 0 | 0 | 0 | 0 | 0 | 0 | 0 | 0 | 0 | 0 | 0 | 0 | 0 | 0 | 0 | 0 | 0 | 0 | 0 | 0 | 0 | 0 | 0 | 0 | 0 | 0 | 0 | 0 | 0 | 0 | 0 | 0 | 4998 | 5136 | 6570 | 8923 | 8931 | 8688 | 9719 | 7804 | 6609 | 6700 | 5604 | 4736 | 4998 | 5136 | 6570 | 8923 | 8931 | 8688 | 9719 | 7804 | 6609 | 6700 | 5604 | 4736 | 570.069 | 585.86 | 749.373 | 1017.845 | 1018.654 | 991.023 | 1108.535 | 890.108 | 753.848 | 764.27 | 639.207 | 540.208 | 0 | 0 | 84418 | 84418 | 9629 | 2020 | solar PV | TRUE
59902 | N | . | Cardinal Point LLC | Capital Power Corporation | 59365 | IL | ENC | MRO |  | 22 | 2 | NAICS-22 Non-Cogen | WT | WND | WND | MISO | M |  | . | . | 0 | 0 | 0 | 0 | 0 | 0 | 0 | 0 | 0 | 0 | . | . | 0 | 0 | 0 | 0 | 0 | 0 | 0 | 0 | 0 | 0 | . | . | 0 | 0 | 0 | 0 | 0 | 0 | 0 | 0 | 0 | 0 | . | . | 325405 | 481808 | 363234 | 362068 | 210285 | 199835 | 343114 | 483351 | 595104 | 414390 | . | . | 325405 | 481808 | 363234 | 362068 | 210285 | 199835 | 343114 | 483351 | 595104 | 414390 | . | . | 37117 | 54957 | 41432 | 41299 | 23986 | 22794 | 39137 | 55133 | 67880 | 47267 | 0 | 0 | 3778594 | 3778594 | 431002 | 2020 | onshore wind | TRUE
59903 | N | . | New Frontier Wind | Capital Power Corporation | 59365 | ND | WNC | MRO |  | 22 | 2 | NAICS-22 Non-Cogen | WT | WND | WND | MISO | M |  | 0 | 0 | 0 | 0 | 0 | 0 | 0 | 0 | 0 | 0 | 0 | 0 | 0 | 0 | 0 | 0 | 0 | 0 | 0 | 0 | 0 | 0 | 0 | 0 | 0 | 0 | 0 | 0 | 0 | 0 | 0 | 0 | 0 | 0 | 0 | 0 | 320381 | 314954 | 323117 | 306906 | 315524 | 281500 | 234850 | 236490 | 360902 | 350443 | 357141 | 337223 | 320381 | 314954 | 323117 | 306906 | 315524 | 281500 | 234850 | 236490 | 360902 | 350443 | 357141 | 337223 | 36544 | 35925 | 36856 | 35007 | 35990 | 32109 | 26788 | 26975 | 41166 | 39973 | 40737 | 38465 | 0 | 0 | 3739431 | 3739431 | 426535 | 2020 | onshore wind | TRUE
59904 | N | . | Western Branch High School | Virginia Electric & Power Co | 19876 | VA | SAT | SERC |  | 22 | 1 | Electric Utility | PV | SUN | SUN | PJM | M |  | 0 | 0 | 0 | 0 | 0 | 0 | 0 | 0 | 0 | 0 | 0 | 0 | 0 | 0 | 0 | 0 | 0 | 0 | 0 | 0 | 0 | 0 | 0 | 0 | 0 | 0 | 0 | 0 | 0 | 0 | 0 | 0 | 0 | 0 | 0 | 0 | 0 | 0 | 0 | 0 | 0 | 0 | 0 | 0 | 0 | 61 | 465 | 508 | 0 | 0 | 0 | 0 | 0 | 0 | 0 | 0 | 0 | 61 | 465 | 508 | 0 | 0 | 0 | 0 | 0 | 0 | 0 | 0 | 0 | 7 | 53 | 58 | 0 | 0 | 1034 | 1034 | 118 | 2020 | solar PV | TRUE
59905 | N | . | Merck | Virginia Electric & Power Co | 19876 | VA | SAT | SERC |  | 22 | 1 | Electric Utility | PV | SUN | SUN | PJM | A |  | 0 | 0 | 0 | 0 | 0 | 0 | 0 | 0 | 0 | 0 | 0 | 0 | 0 | 0 | 0 | 0 | 0 | 0 | 0 | 0 | 0 | 0 | 0 | 0 | 0 | 0 | 0 | 0 | 0 | 0 | 0 | 0 | 0 | 0 | 0 | 0 | 899 | 964 | 1336 | 1715 | 1799 | 1993 | 2197 | 1544 | 1276 | 1227 | 978 | 765 | 899 | 964 | 1336 | 1715 | 1799 | 1993 | 2197 | 1544 | 1276 | 1227 | 978 | 765 | 102.494 | 109.938 | 152.341 | 195.637 | 205.187 | 227.307 | 250.56 | 176.084 | 145.591 | 140.013 | 111.56 | 87.288 | 0 | 0 | 16693 | 16693 | 1904 | 2020 | solar PV | TRUE
59906 | N | . | Moxie Freedom Generation Plant | Moxie Freedom LLC | 59675 | PA | MAT | RFC |  | 22 | 2 | NAICS-22 Non-Cogen | CS | NG | NG | PJM | M | mcf | 3243012 | 2581459 | 1699389 | 406192 | 2120548 | 3773528 | 4416995 | 4419867 | 3743327 | 3315619 | 3734287 | 3432533 | 3243012 | 2581459 | 1699389 | 406192 | 2120548 | 3773528 | 4416995 | 4419867 | 3743327 | 3315619 | 3734287 | 3432533 | 1.03 | 1.03 | 1.03 | 1.03 | 1.029 | 1.029 | 1.029 | 1.029 | 1.029 | 1.029 | 1.03 | 1.031 | 3340302 | 2658903 | 1750371 | 418378 | 2182044 | 3882960 | 4545088 | 4548043 | 3851883 | 3411772 | 3846316 | 3538942 | 3340302 | 2658903 | 1750371 | 418378 | 2182044 | 3882960 | 4545088 | 4548043 | 3851883 | 3411772 | 3846316 | 3538942 | 496680 | 399953 | 261259 | 59341 | 329608 | 592216 | 700583 | 702811 | 589076 | 522566 | 573877 | 472499 | 36886756 | 36886756 | 37975002 | 37975002 | 5700469 | 2020 | natural gas nonpeaker - preexisting nonretiring | TRUE
59908 | N | . | Mount Olive Solar | Mount Olive Solar LLC | 59668 | NC | SAT | SERC |  | 22 | 2 | NAICS-22 Non-Cogen | PV | SUN | SUN | CPLE | A |  | 0 | 0 | 0 | 0 | 0 | 0 | 0 | 0 | 0 | 0 | 0 | 0 | 0 | 0 | 0 | 0 | 0 | 0 | 0 | 0 | 0 | 0 | 0 | 0 | 0 | 0 | 0 | 0 | 0 | 0 | 0 | 0 | 0 | 0 | 0 | 0 | 1721 | 1768 | 2262 | 3072 | 3075 | 2991 | 3346 | 2687 | 2275 | 2307 | 1929 | 1630 | 1721 | 1768 | 2262 | 3072 | 3075 | 2991 | 3346 | 2687 | 2275 | 2307 | 1929 | 1630 | 196.259 | 201.696 | 257.988 | 350.416 | 350.695 | 341.182 | 381.638 | 306.44 | 259.529 | 263.117 | 220.061 | 185.979 | 0 | 0 | 29063 | 29063 | 3315 | 2020 | solar PV | TRUE
59910 | N | . | KDC Solar PR1, LLC | KDC Solar PR1, LLC | 59678 | NJ | MAT | RFC |  | 22 | 2 | NAICS-22 Non-Cogen | PV | SUN | SUN | PJM | A |  | 0 | 0 | 0 | 0 | 0 | 0 | 0 | 0 | 0 | 0 | 0 | 0 | 0 | 0 | 0 | 0 | 0 | 0 | 0 | 0 | 0 | 0 | 0 | 0 | 0 | 0 | 0 | 0 | 0 | 0 | 0 | 0 | 0 | 0 | 0 | 0 | 12078 | 13569 | 19434 | 20210 | 26449 | 27764 | 26150 | 22594 | 20760 | 14992 | 13757 | 9527 | 12078 | 13569 | 19434 | 20210 | 26449 | 27764 | 26150 | 22594 | 20760 | 14992 | 13757 | 9527 | 1377.635 | 1547.779 | 2216.776 | 2305.203 | 3016.889 | 3166.91 | 2982.738 | 2577.193 | 2368.017 | 1709.997 | 1569.124 | 1086.739 | 0 | 0 | 227284 | 227284 | 25925 | 2020 | solar PV | TRUE
59911 | N | . | Philip Morris | Virginia Electric & Power Co | 19876 | VA | SAT | SERC |  | 22 | 1 | Electric Utility | PV | SUN | SUN | PJM | M |  | 0 | 0 | 0 | 0 | 0 | 0 | 0 | 0 | 0 | 0 | 0 | 0 | 0 | 0 | 0 | 0 | 0 | 0 | 0 | 0 | 0 | 0 | 0 | 0 | 0 | 0 | 0 | 0 | 0 | 0 | 0 | 0 | 0 | 0 | 0 | 0 | 1368 | 1569 | 1806 | 2095 | 2481 | 2446 | 3112 | 2551 | 2174 | 2087 | 2060 | 1710 | 1368 | 1569 | 1806 | 2095 | 2481 | 2446 | 3112 | 2551 | 2174 | 2087 | 2060 | 1710 | 156 | 179 | 206 | 239 | 283 | 279 | 355 | 291 | 248 | 238 | 235 | 195 | 0 | 0 | 25459 | 25459 | 2904 | 2020 | solar PV | TRUE
59912 | N | . | Freemont Solar Center LLC | Heelstone Energy Holdings, LLC | 59462 | NC | SAT | SERC |  | 22 | 2 | NAICS-22 Non-Cogen | PV | SUN | SUN | DUK | A |  | 0 | 0 | 0 | 0 | 0 | 0 | 0 | 0 | 0 | 0 | 0 | 0 | 0 | 0 | 0 | 0 | 0 | 0 | 0 | 0 | 0 | 0 | 0 | 0 | 0 | 0 | 0 | 0 | 0 | 0 | 0 | 0 | 0 | 0 | 0 | 0 | 4397 | 4519 | 5780 | 7850 | 7857 | 7643 | 8550 | 6865 | 5814 | 5895 | 4930 | 4166 | 4397 | 4519 | 5780 | 7850 | 7857 | 7643 | 8550 | 6865 | 5814 | 5895 | 4930 | 4166 | 501.51 | 515.404 | 659.252 | 895.437 | 896.149 | 871.841 | 975.221 | 783.062 | 663.189 | 672.358 | 562.335 | 475.242 | 0 | 0 | 74266 | 74266 | 8471 | 2020 | solar PV | TRUE
59913 | N | . | Greensville County Power Station | Virginia Electric & Power Co | 19876 | VA | SAT | SERC |  | 22 | 1 | Electric Utility | CA | NG | NG | PJM | M | mcf | 0 | 0 | 0 | 0 | 0 | 0 | 0 | 0 | 0 | 0 | 0 | 0 | 0 | 0 | 0 | 0 | 0 | 0 | 0 | 0 | 0 | 0 | 0 | 0 | 0 | 0 | 0 | 0 | 0 | 0 | 0 | 0 | 0 | 0 | 0 | 0 | 0 | 0 | 0 | 0 | 0 | 0 | 0 | 0 | 0 | 0 | 0 | 0 | 0 | 0 | 0 | 0 | 0 | 0 | 0 | 0 | 0 | 0 | 0 | 0 | 0 | 0 | 0 | 0 | 0 | 0 | 0 | 0 | 0 | 0 | 0 | 0 | 0 | 0 | 0 | 0 | 0 | 2020 | natural gas nonpeaker - preexisting nonretiring | TRUE
59913 | N | . | Greensville County Power Station | Virginia Electric & Power Co | 19876 | VA | SAT | SERC |  | 22 | 1 | Electric Utility | CT | NG | NG | PJM | M | mcf | 7068225 | 4017095 | 6633839 | 4414518 | 5827572 | 6993974 | 7120959 | 7194299 | 2369018 | 3262253 | 7000135 | 6331391 | 7068225 | 4017095 | 6633839 | 4414518 | 5827572 | 6993974 | 7120959 | 7194299 | 2369018 | 3262253 | 7000135 | 6331391 | 1.04 | 1.04 | 1.04 | 1.03 | 1.03 | 1.03 | 1.03 | 1.03 | 1.03 | 1.03 | 1.04 | 1.03 | 7350954 | 4177779 | 6899193 | 4546954 | 6002399 | 7203793 | 7334588 | 7410128 | 2440089 | 3360121 | 7280140 | 6521333 | 7350954 | 4177779 | 6899193 | 4546954 | 6002399 | 7203793 | 7334588 | 7410128 | 2440089 | 3360121 | 7280140 | 6521333 | 1138179 | 642182 | 1040642 | 692039 | 913116 | 1083252 | 1124347 | 1118541 | 369537 | 431413 | 1095374 | 1027243 | 68233278 | 68233278 | 70527471 | 70527471 | 10675865 | 2020 | natural gas nonpeaker - preexisting nonretiring | TRUE
59914 | N | . | Crestwood Solar Center LLC | SRE Utility Solar 1, LLC | 61119 | NC | SAT | SERC |  | 22 | 2 | NAICS-22 Non-Cogen | PV | SUN | SUN | CPLE | A |  | 0 | 0 | 0 | 0 | 0 | 0 | 0 | 0 | 0 | 0 | 0 | 0 | 0 | 0 | 0 | 0 | 0 | 0 | 0 | 0 | 0 | 0 | 0 | 0 | 0 | 0 | 0 | 0 | 0 | 0 | 0 | 0 | 0 | 0 | 0 | 0 | 4422 | 4544 | 5812 | 7895 | 7901 | 7687 | 8598 | 6904 | 5847 | 5928 | 4958 | 4190 | 4422 | 4544 | 5812 | 7895 | 7901 | 7687 | 8598 | 6904 | 5847 | 5928 | 4958 | 4190 | 504.351 | 518.324 | 662.988 | 900.511 | 901.227 | 876.782 | 980.747 | 787.499 | 666.947 | 676.168 | 565.521 | 477.935 | 0 | 0 | 74686 | 74686 | 8519 | 2020 | solar PV | TRUE
59915 | N | . | Oro Loma | Consolidated Edison Development Inc. | 56769 | CA | PACC | WECC |  | 22 | 2 | NAICS-22 Non-Cogen | PV | SUN | SUN | CISO | A |  | 0 | 0 | 0 | 0 | 0 | 0 | 0 | 0 | 0 | 0 | 0 | 0 | 0 | 0 | 0 | 0 | 0 | 0 | 0 | 0 | 0 | 0 | 0 | 0 | 0 | 0 | 0 | 0 | 0 | 0 | 0 | 0 | 0 | 0 | 0 | 0 | 23133 | 31358 | 30686 | 38673 | 50613 | 50400 | 56928 | 47163 | 37032 | 34230 | 27061 | 21426 | 23133 | 31358 | 30686 | 38673 | 50613 | 50400 | 56928 | 47163 | 37032 | 34230 | 27061 | 21426 | 2638.655 | 3576.828 | 3500.143 | 4411.165 | 5773.11 | 5748.865 | 6493.439 | 5379.635 | 4224.075 | 3904.427 | 3086.736 | 2443.922 | 0 | 0 | 448703 | 448703 | 51181 | 2020 | solar PV | TRUE
59916 | N | . | SunE- E Philadelphia Ontario | SunEdison LLC | 59139 | CA | PACC | WECC |  | 22 | 2 | NAICS-22 Non-Cogen | PV | SUN | SUN | CISO | A |  | 0 | 0 | 0 | 0 | 0 | 0 | 0 | 0 | 0 | 0 | 0 | 0 | 0 | 0 | 0 | 0 | 0 | 0 | 0 | 0 | 0 | 0 | 0 | 0 | 0 | 0 | 0 | 0 | 0 | 0 | 0 | 0 | 0 | 0 | 0 | 0 | 744 | 1008 | 986 | 1243 | 1627 | 1620 | 1830 | 1516 | 1190 | 1100 | 870 | 689 | 744 | 1008 | 986 | 1243 | 1627 | 1620 | 1830 | 1516 | 1190 | 1100 | 870 | 689 | 84.807 | 114.962 | 112.498 | 141.779 | 185.553 | 184.773 | 208.705 | 172.906 | 135.765 | 125.492 | 99.21 | 78.55 | 0 | 0 | 14423 | 14423 | 1645 | 2020 | solar PV | TRUE
59917 | N | . | Pollocksville Solar | Cypress Creek Renewables | 61060 | NC | SAT | SERC |  | 22 | 2 | NAICS-22 Non-Cogen | PV | SUN | SUN | CPLE | A |  | 0 | 0 | 0 | 0 | 0 | 0 | 0 | 0 | 0 | 0 | 0 | 0 | 0 | 0 | 0 | 0 | 0 | 0 | 0 | 0 | 0 | 0 | 0 | 0 | 0 | 0 | 0 | 0 | 0 | 0 | 0 | 0 | 0 | 0 | 0 | 0 | 4753 | 4884 | 6248 | 8486 | 8493 | 8262 | 9242 | 7421 | 6285 | 6372 | 5329 | 4504 | 4753 | 4884 | 6248 | 8486 | 8493 | 8262 | 9242 | 7421 | 6285 | 6372 | 5329 | 4504 | 542.125 | 557.142 | 712.64 | 967.951 | 968.721 | 942.445 | 1054.196 | 846.476 | 716.895 | 726.807 | 607.874 | 513.728 | 0 | 0 | 80279 | 80279 | 9157 | 2020 | solar PV | TRUE
59919 | N | . | Nellis Solar PV II | Nevada Power Co | 13407 | NV | MTN | WECC |  | 22 | 1 | Electric Utility | PV | SUN | SUN | NEVP | M |  | 0 | 0 | 0 | 0 | 0 | 0 | 0 | 0 | 0 | 0 | 0 | 0 | 0 | 0 | 0 | 0 | 0 | 0 | 0 | 0 | 0 | 0 | 0 | 0 | 0 | 0 | 0 | 0 | 0 | 0 | 0 | 0 | 0 | 0 | 0 | 0 | 18972 | 22417 | 23145 | 33534 | 42362 | 40889 | 42055 | 36269 | 30667 | 26959 | 18735 | 15447 | 18972 | 22417 | 23145 | 33534 | 42362 | 40889 | 42055 | 36269 | 30667 | 26959 | 18735 | 15447 | 2164 | 2557 | 2640 | 3825 | 4832 | 4664 | 4797 | 4137 | 3498 | 3075 | 2137 | 1762 | 0 | 0 | 351451 | 351451 | 40088 | 2020 | solar PV | TRUE
59921 | N | . | Lillington Solar | Lillington Solar LLC | 59680 | NC | SAT | SERC |  | 22 | 2 | NAICS-22 Non-Cogen | PV | SUN | SUN | CPLE | A |  | 0 | 0 | 0 | 0 | 0 | 0 | 0 | 0 | 0 | 0 | 0 | 0 | 0 | 0 | 0 | 0 | 0 | 0 | 0 | 0 | 0 | 0 | 0 | 0 | 0 | 0 | 0 | 0 | 0 | 0 | 0 | 0 | 0 | 0 | 0 | 0 | 4888 | 5023 | 6425 | 8727 | 8734 | 8497 | 9505 | 7632 | 6463 | 6553 | 5481 | 4632 | 4888 | 5023 | 6425 | 8727 | 8734 | 8497 | 9505 | 7632 | 6463 | 6553 | 5481 | 4632 | 557.52 | 572.961 | 732.874 | 995.435 | 996.226 | 969.204 | 1084.128 | 870.51 | 737.251 | 747.443 | 625.134 | 528.314 | 0 | 0 | 82560 | 82560 | 9417 | 2020 | solar PV | TRUE
59922 | N | . | South Campus Solar | JPMorgan Chase Bank | 59685 | DE | SAT | RFC |  | 55 | 4 | Commercial NAICS Non-Cogen | PV | SUN | SUN | PJM | A |  | 0 | 0 | 0 | 0 | 0 | 0 | 0 | 0 | 0 | 0 | 0 | 0 | 0 | 0 | 0 | 0 | 0 | 0 | 0 | 0 | 0 | 0 | 0 | 0 | 0 | 0 | 0 | 0 | 0 | 0 | 0 | 0 | 0 | 0 | 0 | 0 | 270 | 287 | 380 | 418 | 465 | 423 | 453 | 396 | 335 | 331 | 281 | 273 | 270 | 287 | 380 | 418 | 465 | 423 | 453 | 396 | 335 | 331 | 281 | 273 | 30.839 | 32.723 | 43.324 | 47.713 | 53.065 | 48.258 | 51.711 | 45.186 | 38.207 | 37.791 | 32.045 | 31.138 | 0 | 0 | 4312 | 4312 | 492 | 2020 | solar PV | FALSE
59926 | N | . | Alpine Power Plant | Wolverine Power Supply Coop | 20910 | MI | ENC | RFC |  | 22 | 1 | Electric Utility | GT | NG | NG | MISO | A | mcf | 817167 | 719259 | 684413 | 608880 | 616960 | 672787 | 905257 | 723090 | 626683 | 685501 | 524190 | 652492 | 817167 | 719259 | 684413 | 608880 | 616960 | 672787 | 905257 | 723090 | 626683 | 685501 | 524190 | 652492 | 1.04 | 1.04 | 1.04 | 1.04 | 1.04 | 1.04 | 1.04 | 1.04 | 1.04 | 1.04 | 1.04 | 1.04 | 849854 | 748029 | 711790 | 633235 | 641638 | 699698 | 941467 | 752014 | 651750 | 712921 | 545158 | 678592 | 849854 | 748029 | 711790 | 633235 | 641638 | 699698 | 941467 | 752014 | 651750 | 712921 | 545158 | 678592 | 79943.715 | 70365.263 | 66956.251 | 59566.9 | 60357.289 | 65818.854 | 88561.457 | 70740.019 | 61308.554 | 67062.679 | 51281.626 | 63833.393 | 8236679 | 8236679 | 8566146 | 8566146 | 805796 | 2020 | natural gas peaker | TRUE
59927 | N | . | Hunt Road Solar | Citizens Enterprises Corporation | 58871 | MA | NEW | NPCC |  | 22 | 2 | NAICS-22 Non-Cogen | PV | SUN | SUN | ISNE | A |  | 0 | 0 | 0 | 0 | 0 | 0 | 0 | 0 | 0 | 0 | 0 | 0 | 0 | 0 | 0 | 0 | 0 | 0 | 0 | 0 | 0 | 0 | 0 | 0 | 0 | 0 | 0 | 0 | 0 | 0 | 0 | 0 | 0 | 0 | 0 | 0 | 3158 | 4137 | 6294 | 6035 | 8508 | 8039 | 7916 | 7483 | 6497 | 4724 | 3378 | 2571 | 3158 | 4137 | 6294 | 6035 | 8508 | 8039 | 7916 | 7483 | 6497 | 4724 | 3378 | 2571 | 360.238 | 471.855 | 717.968 | 688.39 | 970.498 | 916.923 | 902.971 | 853.581 | 741.128 | 538.825 | 385.353 | 293.27 | 0 | 0 | 68740 | 68740 | 7841 | 2020 | solar PV | TRUE
59928 | N | . | Vance Solar Farm, LLC | Cypress Creek Renewables | 61060 | NC | SAT | SERC |  | 22 | 2 | NAICS-22 Non-Cogen | PV | SUN | SUN | DUK | A |  | 0 | 0 | 0 | 0 | 0 | 0 | 0 | 0 | 0 | 0 | 0 | 0 | 0 | 0 | 0 | 0 | 0 | 0 | 0 | 0 | 0 | 0 | 0 | 0 | 0 | 0 | 0 | 0 | 0 | 0 | 0 | 0 | 0 | 0 | 0 | 0 | 4420 | 4542 | 5810 | 7891 | 7897 | 7683 | 8594 | 6901 | 5844 | 5925 | 4956 | 4188 | 4420 | 4542 | 5810 | 7891 | 7897 | 7683 | 8594 | 6901 | 5844 | 5925 | 4956 | 4188 | 504.116 | 518.081 | 662.676 | 900.088 | 900.804 | 876.37 | 980.286 | 787.129 | 666.634 | 675.85 | 565.256 | 477.71 | 0 | 0 | 74651 | 74651 | 8515 | 2020 | solar PV | TRUE
59929 | N | . | Cline Solar Farm, LLC | Cline Solar, LLC | 60990 | NC | SAT | SERC |  | 22 | 2 | NAICS-22 Non-Cogen | PV | SUN | SUN | DUK | A |  | 0 | 0 | 0 | 0 | 0 | 0 | 0 | 0 | 0 | 0 | 0 | 0 | 0 | 0 | 0 | 0 | 0 | 0 | 0 | 0 | 0 | 0 | 0 | 0 | 0 | 0 | 0 | 0 | 0 | 0 | 0 | 0 | 0 | 0 | 0 | 0 | 4086 | 4199 | 5371 | 7295 | 7301 | 7103 | 7945 | 6380 | 5403 | 5478 | 4581 | 3872 | 4086 | 4199 | 5371 | 7295 | 7301 | 7103 | 7945 | 6380 | 5403 | 5478 | 4581 | 3872 | 466.049 | 478.958 | 612.635 | 832.119 | 832.78 | 810.192 | 906.261 | 727.69 | 616.294 | 624.814 | 522.571 | 441.637 | 0 | 0 | 69014 | 69014 | 7872 | 2020 | solar PV | TRUE
59930 | N | . | BG Stewart Solar Farm, LLC | Cypress Creek Renewables | 61060 | NC | SAT | SERC |  | 22 | 2 | NAICS-22 Non-Cogen | PV | SUN | SUN | DUK | A |  | 0 | 0 | 0 | 0 | 0 | 0 | 0 | 0 | 0 | 0 | 0 | 0 | 0 | 0 | 0 | 0 | 0 | 0 | 0 | 0 | 0 | 0 | 0 | 0 | 0 | 0 | 0 | 0 | 0 | 0 | 0 | 0 | 0 | 0 | 0 | 0 | 4328 | 4448 | 5689 | 7727 | 7733 | 7523 | 8416 | 6757 | 5723 | 5802 | 4853 | 4101 | 4328 | 4448 | 5689 | 7727 | 7733 | 7523 | 8416 | 6757 | 5723 | 5802 | 4853 | 4101 | 493.639 | 507.311 | 648.901 | 881.378 | 882.079 | 858.153 | 959.909 | 770.767 | 652.776 | 661.801 | 553.506 | 467.78 | 0 | 0 | 73100 | 73100 | 8338 | 2020 | solar PV | TRUE
59931 | Y | . | FCPC Renewable Generation | FCPC Renewable Generation, LLC | 59688 | WI | ENC | RFC |  | 22 | 3 | NAICS-22 Cogen | IC | OBG | ORW | MISO | A | Mcf | 10065 | 9551 | 10336 | 10220 | 9037 | 8824 | 8390 | 7948 | 9364 | 9633 | 7970 | 8662 | 3532 | 3351 | 3627 | 3587 | 3171 | 3096 | 2944 | 2788 | 3285 | 3380 | 2796 | 3040 | 0.624 | 0.624 | 0.624 | 0.624 | 0.624 | 0.624 | 0.624 | 0.624 | 0.624 | 0.624 | 0.624 | 0.624 | 6281 | 5960 | 6450 | 6377 | 5639 | 5506 | 5235 | 4960 | 5843 | 6011 | 4973 | 5405 | 2204 | 2091 | 2263 | 2238 | 1979 | 1932 | 1837 | 1740 | 2050 | 2109 | 1745 | 1897 | 503.018 | 477.296 | 516.509 | 510.717 | 451.583 | 440.982 | 419.261 | 397.166 | 467.936 | 481.394 | 398.263 | 432.875 | 110000 | 38597 | 68640 | 24085 | 5497 | 2020 | biomass | TRUE
59932 | N | . | Fiddler's Canyon 3 | SunE Solar XVII Project 3, LLC | 59695 | UT | MTN | WECC |  | 22 | 2 | NAICS-22 Non-Cogen | PV | SUN | SUN | PACE | A |  | 0 | 0 | 0 | 0 | 0 | 0 | 0 | 0 | 0 | 0 | 0 | 0 | 0 | 0 | 0 | 0 | 0 | 0 | 0 | 0 | 0 | 0 | 0 | 0 | 0 | 0 | 0 | 0 | 0 | 0 | 0 | 0 | 0 | 0 | 0 | 0 | 2415 | 3340 | 3687 | 4627 | 4998 | 5479 | 5644 | 5358 | 4549 | 3936 | 2348 | 2072 | 2415 | 3340 | 3687 | 4627 | 4998 | 5479 | 5644 | 5358 | 4549 | 3936 | 2348 | 2072 | 275.512 | 381.013 | 420.57 | 527.797 | 570.109 | 624.966 | 643.801 | 611.132 | 518.928 | 449.005 | 267.811 | 236.356 | 0 | 0 | 48453 | 48453 | 5527 | 2020 | solar PV | TRUE
59934 | N | . | Soluga Farms IV | Soluga Solar, LLC | 64280 | NC | SAT | SERC |  | 22 | 2 | NAICS-22 Non-Cogen | PV | SUN | SUN | SEPA | A |  | 0 | 0 | 0 | 0 | 0 | 0 | 0 | 0 | 0 | 0 | 0 | 0 | 0 | 0 | 0 | 0 | 0 | 0 | 0 | 0 | 0 | 0 | 0 | 0 | 0 | 0 | 0 | 0 | 0 | 0 | 0 | 0 | 0 | 0 | 0 | 0 | 4181 | 4297 | 5496 | 7465 | 7471 | 7268 | 8130 | 6528 | 5529 | 5605 | 4688 | 3962 | 4181 | 4297 | 5496 | 7465 | 7471 | 7268 | 8130 | 6528 | 5529 | 5605 | 4688 | 3962 | 476.883 | 490.093 | 626.877 | 851.463 | 852.14 | 829.026 | 927.329 | 744.607 | 630.621 | 639.339 | 534.719 | 451.903 | 0 | 0 | 70620 | 70620 | 8055 | 2020 | solar PV | TRUE
59936 | N | . | Meadowbrook Solar Farm | Cypress Creek Renewables | 61060 | NC | SAT | SERC |  | 22 | 2 | NAICS-22 Non-Cogen | PV | SUN | SUN | DUK | A |  | 0 | 0 | 0 | 0 | 0 | 0 | 0 | 0 | 0 | 0 | 0 | 0 | 0 | 0 | 0 | 0 | 0 | 0 | 0 | 0 | 0 | 0 | 0 | 0 | 0 | 0 | 0 | 0 | 0 | 0 | 0 | 0 | 0 | 0 | 0 | 0 | 4749 | 4880 | 6242 | 8479 | 8485 | 8255 | 9234 | 7415 | 6280 | 6366 | 5325 | 4500 | 4749 | 4880 | 6242 | 8479 | 8485 | 8255 | 9234 | 7415 | 6280 | 6366 | 5325 | 4500 | 541.651 | 556.655 | 712.017 | 967.106 | 967.875 | 941.622 | 1053.275 | 845.736 | 716.269 | 726.172 | 607.343 | 513.279 | 0 | 0 | 80210 | 80210 | 9149 | 2020 | solar PV | TRUE
59937 | N | . | Coats Solar Farm, LLC | Cypress Creek Renewables | 61060 | NC | SAT | SERC |  | 22 | 2 | NAICS-22 Non-Cogen | PV | SUN | SUN | DUK | A |  | 0 | 0 | 0 | 0 | 0 | 0 | 0 | 0 | 0 | 0 | 0 | 0 | 0 | 0 | 0 | 0 | 0 | 0 | 0 | 0 | 0 | 0 | 0 | 0 | 0 | 0 | 0 | 0 | 0 | 0 | 0 | 0 | 0 | 0 | 0 | 0 | 4517 | 4642 | 5938 | 8065 | 8072 | 7853 | 8784 | 7053 | 5973 | 6056 | 5065 | 4281 | 4517 | 4642 | 5938 | 8065 | 8072 | 7853 | 8784 | 7053 | 5973 | 6056 | 5065 | 4281 | 515.247 | 529.519 | 677.307 | 919.961 | 920.692 | 895.719 | 1001.93 | 804.508 | 681.352 | 690.772 | 577.736 | 488.257 | 0 | 0 | 76299 | 76299 | 8703 | 2020 | solar PV | TRUE
59938 | N | . | Sky Global Power One | Sky Global Power One Pledgor, LLC | 59698 | TX | WSC | TRE |  | 22 | 2 | NAICS-22 Non-Cogen | IC | NG | NG | ERCO | A | mcf | 11031 | 10497 | 10229 | 9108 | 10904 | 12897 | 15691 | 15187 | 12532 | 10837 | 8488 | 9329 | 11031 | 10497 | 10229 | 9108 | 10904 | 12897 | 15691 | 15187 | 12532 | 10837 | 8488 | 9329 | 1.05 | 1.05 | 1.05 | 1.05 | 1.05 | 1.05 | 1.05 | 1.05 | 1.05 | 1.05 | 1.05 | 1.05 | 11583 | 11022 | 10740 | 9563 | 11449 | 13542 | 16476 | 15946 | 13159 | 11379 | 8912 | 9795 | 11583 | 11022 | 10740 | 9563 | 11449 | 13542 | 16476 | 15946 | 13159 | 11379 | 8912 | 9795 | 1223.525 | 1164.082 | 1134.353 | 1010.031 | 1209.192 | 1430.199 | 1740.061 | 1684.151 | 1389.729 | 1201.79 | 941.334 | 1034.553 | 136730 | 136730 | 143566 | 143566 | 15163 | 2020 | natural gas peaker | TRUE
59939 | N | . | RE Tranquillity | Southern Power Co | 17650 | CA | PACC | WECC |  | 22 | 2 | NAICS-22 Non-Cogen | PV | SUN | SUN | CISO | A |  | 0 | 0 | 0 | 0 | 0 | 0 | 0 | 0 | 0 | 0 | 0 | 0 | 0 | 0 | 0 | 0 | 0 | 0 | 0 | 0 | 0 | 0 | 0 | 0 | 0 | 0 | 0 | 0 | 0 | 0 | 0 | 0 | 0 | 0 | 0 | 0 | 193499 | 262297 | 256674 | 323481 | 423356 | 421578 | 476179 | 394501 | 309761 | 286321 | 226358 | 179219 | 193499 | 262297 | 256674 | 323481 | 423356 | 421578 | 476179 | 394501 | 309761 | 286321 | 226358 | 179219 | 22071.276 | 29918.692 | 29277.253 | 36897.577 | 48289.685 | 48086.891 | 54314.943 | 44998.43 | 35332.648 | 32658.923 | 25819.279 | 20442.403 | 0 | 0 | 3753224 | 3753224 | 428108 | 2020 | solar PV | TRUE
59940 | N | . | Great Valley Solar Portfolio Holdings, LLC | Consolidated Edison Development Inc. | 56769 | CA | PACC | WECC |  | 22 | 2 | NAICS-22 Non-Cogen | PV | SUN | SUN | CISO | M |  | 0 | 0 | 0 | 0 | 0 | 0 | 0 | 0 | 0 | 0 | 0 | 0 | 0 | 0 | 0 | 0 | 0 | 0 | 0 | 0 | 0 | 0 | 0 | 0 | 0 | 0 | 0 | 0 | 0 | 0 | 0 | 0 | 0 | 0 | 0 | 0 | 212205 | 341817 | 342018 | 430381 | 552856 | 579797 | 606773 | 459321 | 348243 | 312973 | 250009 | 214721 | 212205 | 341817 | 342018 | 430381 | 552856 | 579797 | 606773 | 459321 | 348243 | 312973 | 250009 | 214721 | 24205 | 38989 | 39012 | 49091 | 63061 | 66134 | 69211 | 52392 | 39722 | 35699 | 28517 | 24492 | 0 | 0 | 4651114 | 4651114 | 530525 | 2020 | solar PV | TRUE
59941 | N | . | Iron Springs Solar, LLC | Dominion Renewable Energy | 58468 | UT | MTN | WECC |  | 22 | 2 | NAICS-22 Non-Cogen | PV | SUN | SUN | PACE | M |  | 0 | 0 | 0 | 0 | 0 | 0 | 0 | 0 | 0 | 0 | 0 | 0 | 0 | 0 | 0 | 0 | 0 | 0 | 0 | 0 | 0 | 0 | 0 | 0 | 0 | 0 | 0 | 0 | 0 | 0 | 0 | 0 | 0 | 0 | 0 | 0 | 98865 | 131163 | 136853 | 182213 | 215414 | 215773 | 215028 | 207041 | 179706 | 155123 | 102118 | 87302 | 98865 | 131163 | 136853 | 182213 | 215414 | 215773 | 215028 | 207041 | 179706 | 155123 | 102118 | 87302 | 11277 | 14961 | 15610 | 20784 | 24571 | 24612 | 24527 | 23616 | 20498 | 17694 | 11648 | 9958 | 0 | 0 | 1926599 | 1926599 | 219756 | 2020 | solar PV | TRUE
59942 | N | . | Morgan Lancaster 1 | Terraform Arcadia | 63249 | CA | PACC | WECC |  | 22 | 2 | NAICS-22 Non-Cogen | PV | SUN | SUN | CISO | A |  | 0 | 0 | 0 | 0 | 0 | 0 | 0 | 0 | 0 | 0 | 0 | 0 | 0 | 0 | 0 | 0 | 0 | 0 | 0 | 0 | 0 | 0 | 0 | 0 | 0 | 0 | 0 | 0 | 0 | 0 | 0 | 0 | 0 | 0 | 0 | 0 | 1593 | 2159 | 2113 | 2663 | 3485 | 3470 | 3920 | 3247 | 2550 | 2357 | 1863 | 1475 | 1593 | 2159 | 2113 | 2663 | 3485 | 3470 | 3920 | 3247 | 2550 | 2357 | 1863 | 1475 | 181.68 | 246.278 | 240.998 | 303.725 | 397.5 | 395.831 | 447.097 | 370.408 | 290.843 | 268.834 | 212.533 | 168.273 | 0 | 0 | 30895 | 30895 | 3524 | 2020 | solar PV | TRUE
59943 | N | . | Rattlesnake Den | SunEdison LLC | 59139 | TX | WSC | TRE |  | 22 | 2 | NAICS-22 Non-Cogen | WT | WND | WND | ERCO | M |  | 0 | 0 | 0 | 0 | 0 | 0 | 0 | 0 | 0 | 0 | 0 | 0 | 0 | 0 | 0 | 0 | 0 | 0 | 0 | 0 | 0 | 0 | 0 | 0 | 0 | 0 | 0 | 0 | 0 | 0 | 0 | 0 | 0 | 0 | 0 | 0 | 594034 | 588415 | 540950 | 397978 | 597611 | 494459 | 618802 | 528922 | 363436 | 389693 | 429811 | 494511 | 594034 | 588415 | 540950 | 397978 | 597611 | 494459 | 618802 | 528922 | 363436 | 389693 | 429811 | 494511 | 67758 | 67117 | 61703 | 45395 | 68166 | 56400 | 70583.04 | 60331 | 41455 | 44450 | 49026 | 56406 | 0 | 0 | 6038622 | 6038622 | 688790.04 | 2020 | onshore wind | TRUE
59944 | N | . | Conetoe II Solar, LLC | Conetoe II Solar, LLC | 59707 | NC | SAT | SERC |  | 22 | 2 | NAICS-22 Non-Cogen | PV | SUN | SUN | PJM | A |  | 0 | 0 | 0 | 0 | 0 | 0 | 0 | 0 | 0 | 0 | 0 | 0 | 0 | 0 | 0 | 0 | 0 | 0 | 0 | 0 | 0 | 0 | 0 | 0 | 0 | 0 | 0 | 0 | 0 | 0 | 0 | 0 | 0 | 0 | 0 | 0 | 79511 | 81714 | 104520 | 141965 | 142078 | 138224 | 154614 | 124149 | 105144 | 106598 | 89154 | 75346 | 79511 | 81714 | 104520 | 141965 | 142078 | 138224 | 154614 | 124149 | 105144 | 106598 | 89154 | 75346 | 9069.364 | 9320.586 | 11921.948 | 16193.125 | 16206.001 | 15766.423 | 17635.939 | 14160.928 | 11993.142 | 12158.952 | 10169.296 | 8594.296 | 0 | 0 | 1343017 | 1343017 | 153190 | 2020 | solar PV | TRUE
59945 | N | . | Granite Mountain Solar West, LLC | Dominion Renewable Energy | 58468 | UT | MTN | WECC |  | 22 | 2 | NAICS-22 Non-Cogen | PV | SUN | SUN | PACE | M |  | 0 | 0 | 0 | 0 | 0 | 0 | 0 | 0 | 0 | 0 | 0 | 0 | 0 | 0 | 0 | 0 | 0 | 0 | 0 | 0 | 0 | 0 | 0 | 0 | 0 | 0 | 0 | 0 | 0 | 0 | 0 | 0 | 0 | 0 | 0 | 0 | 55890 | 78719 | 82366 | 95771 | 138159 | 136143 | 129874 | 125806 | 110377 | 91019 | 55574 | 51278 | 55890 | 78719 | 82366 | 95771 | 138159 | 136143 | 129874 | 125806 | 110377 | 91019 | 55574 | 51278 | 6375 | 8979 | 9395 | 10924 | 15759 | 15529 | 14814 | 14350 | 12590 | 10382 | 6339 | 5849 | 0 | 0 | 1150976 | 1150976 | 131285 | 2020 | solar PV | TRUE
59946 | N | . | Granite Mountain Solar East, LLC | Dominion Renewable Energy | 58468 | UT | MTN | WECC |  | 22 | 2 | NAICS-22 Non-Cogen | PV | SUN | SUN | PACE | M |  | 0 | 0 | 0 | 0 | 0 | 0 | 0 | 0 | 0 | 0 | 0 | 0 | 0 | 0 | 0 | 0 | 0 | 0 | 0 | 0 | 0 | 0 | 0 | 0 | 0 | 0 | 0 | 0 | 0 | 0 | 0 | 0 | 0 | 0 | 0 | 0 | 98261 | 127858 | 132592 | 180407 | 216203 | 215563 | 206831 | 201913 | 178294 | 152818 | 99014 | 82410 | 98261 | 127858 | 132592 | 180407 | 216203 | 215563 | 206831 | 201913 | 178294 | 152818 | 99014 | 82410 | 11208 | 14584 | 15124 | 20578 | 24661 | 24588 | 23592 | 23031 | 20337 | 17431 | 11294 | 9400 | 0 | 0 | 1892164 | 1892164 | 215828 | 2020 | solar PV | TRUE
59947 | N | . | SR Camden | SR Camden, LLC | 59710 | AR | WSC | SERC |  | 22 | 2 | NAICS-22 Non-Cogen | PV | SUN | SUN | SPA | M |  | 0 | 0 | 0 | 0 | 0 | 0 | 0 | 0 | 0 | 0 | 0 | 0 | 0 | 0 | 0 | 0 | 0 | 0 | 0 | 0 | 0 | 0 | 0 | 0 | 0 | 0 | 0 | 0 | 0 | 0 | 0 | 0 | 0 | 0 | 0 | 0 | 9021 | 11879 | 11888 | 19919 | 25372 | 25205 | 25266 | 25587 | 17784 | 14902 | 14273 | 10854 | 9021 | 11879 | 11888 | 19919 | 25372 | 25205 | 25266 | 25587 | 17784 | 14902 | 14273 | 10854 | 1029 | 1355 | 1356 | 2272 | 2894 | 2875 | 2882 | 2918.52 | 2028.51 | 1699.83 | 1628 | 1238 | 0 | 0 | 211950 | 211950 | 24175.86 | 2020 | solar PV | TRUE
59948 | N | . | Bakersfield 111 | Bakersfield 111 LLC | 59711 | CA | PACC | WECC |  | 22 | 2 | NAICS-22 Non-Cogen | PV | SUN | SUN | PACW | A |  | 0 | 0 | 0 | 0 | 0 | 0 | 0 | 0 | 0 | 0 | 0 | 0 | 0 | 0 | 0 | 0 | 0 | 0 | 0 | 0 | 0 | 0 | 0 | 0 | 0 | 0 | 0 | 0 | 0 | 0 | 0 | 0 | 0 | 0 | 0 | 0 | 1423 | 1929 | 1888 | 2379 | 3114 | 3101 | 3503 | 2902 | 2278 | 2106 | 1665 | 1318 | 1423 | 1929 | 1888 | 2379 | 3114 | 3101 | 3503 | 2902 | 2278 | 2106 | 1665 | 1318 | 162.346 | 220.071 | 215.352 | 271.405 | 355.201 | 353.709 | 399.52 | 330.991 | 259.894 | 240.227 | 189.917 | 150.367 | 0 | 0 | 27606 | 27606 | 3149 | 2020 | solar PV | TRUE
59949 | N | . | AES Warrior Run Energy Storage Project | AES Tait LLC | 59712 | MD | SAT | RFC |  | 22 | 2 | NAICS-22 Non-Cogen | BA | MWH | OTH | PJM | M | megawatthours | 842 | 861 | 921 | 873 | 931 | 923 | 922 | 946 | 939 | 941 | 895 | 866 | 842 | 861 | 921 | 873 | 931 | 923 | 922 | 946 | 939 | 941 | 895 | 866 | 0 | 0 | 0 | 0 | 0 | 0 | 0 | 0 | 0 | 0 | 0 | 0 | 0 | 0 | 0 | 0 | 0 | 0 | 0 | 0 | 0 | 0 | 0 | 0 | 0 | 0 | 0 | 0 | 0 | 0 | 0 | 0 | 0 | 0 | 0 | 0 | -141 | -138 | -154 | -147 | -162 | -167 | -184 | -192 | -173 | -160 | -157 | -145 | 10860 | 10860 | 0 | 0 | -1920 | 2020 | other | TRUE
59950 | N | . | Yadkinville Solar | Oppidum Renewables USA, LLC | 63026 | NC | SAT | SERC |  | 22 | 2 | NAICS-22 Non-Cogen | PV | SUN | SUN | DUK | A |  | 0 | 0 | 0 | 0 | 0 | 0 | 0 | 0 | 0 | 0 | 0 | 0 | 0 | 0 | 0 | 0 | 0 | 0 | 0 | 0 | 0 | 0 | 0 | 0 | 0 | 0 | 0 | 0 | 0 | 0 | 0 | 0 | 0 | 0 | 0 | 0 | 1617 | 1662 | 2126 | 2888 | 2890 | 2812 | 3145 | 2525 | 2139 | 2168 | 1813 | 1533 | 1617 | 1662 | 2126 | 2888 | 2890 | 2812 | 3145 | 2525 | 2139 | 2168 | 1813 | 1533 | 184.479 | 189.588 | 242.501 | 329.38 | 329.642 | 320.701 | 358.728 | 288.044 | 243.95 | 247.322 | 206.851 | 174.814 | 0 | 0 | 27318 | 27318 | 3116 | 2020 | solar PV | TRUE
59951 | N | . | Five Forks Solar | Five Forks Solar | 61857 | NC | SAT | RFC |  | 22 | 2 | NAICS-22 Non-Cogen | PV | SUN | SUN | PJM | A |  | 0 | 0 | 0 | 0 | 0 | 0 | 0 | 0 | 0 | 0 | 0 | 0 | 0 | 0 | 0 | 0 | 0 | 0 | 0 | 0 | 0 | 0 | 0 | 0 | 0 | 0 | 0 | 0 | 0 | 0 | 0 | 0 | 0 | 0 | 0 | 0 | 20634 | 21205 | 27124 | 36841 | 36870 | 35870 | 40124 | 32218 | 27286 | 27663 | 23136 | 19553 | 20634 | 21205 | 27124 | 36841 | 36870 | 35870 | 40124 | 32218 | 27286 | 27663 | 23136 | 19553 | 2353.57 | 2418.765 | 3093.838 | 4202.242 | 4205.584 | 4091.51 | 4576.664 | 3674.871 | 3112.314 | 3155.343 | 2639.012 | 2230.287 | 0 | 0 | 348524 | 348524 | 39754 | 2020 | solar PV | TRUE
59952 | N | . | Potrero Hills Energy Producers | Potrero Hills Energy Producers, LLC | 59713 | CA | PACC | WECC |  | 22 | 2 | NAICS-22 Non-Cogen | IC | LFG | MLG | CISO | A | mcf | 114332 | 102843 | 108367 | 101421 | 107738 | 99299 | 111525 | 106479 | 105615 | 101645 | 102330 | 91395 | 114332 | 102843 | 108367 | 101421 | 107738 | 99299 | 111525 | 106479 | 105615 | 101645 | 102330 | 91395 | 0.528 | 0.528 | 0.528 | 0.528 | 0.528 | 0.528 | 0.528 | 0.528 | 0.528 | 0.528 | 0.528 | 0.528 | 60367 | 54301 | 57218 | 53550 | 56886 | 52430 | 58885 | 56221 | 55765 | 53669 | 54030 | 48257 | 60367 | 54301 | 57218 | 53550 | 56886 | 52430 | 58885 | 56221 | 55765 | 53669 | 54030 | 48257 | 5799.856 | 5217.064 | 5497.258 | 5144.931 | 5465.355 | 5037.292 | 5657.475 | 5401.503 | 5357.671 | 5156.261 | 5191.017 | 4636.317 | 1252989 | 1252989 | 661579 | 661579 | 63562 | 2020 | biomass | TRUE
59953 | N | . | Antrim Wind | Antrim Wind Energy LLC | 59714 | NH | NEW | NPCC |  | 22 | 2 | NAICS-22 Non-Cogen | WT | WND | WND | ISNE | M |  | 0 | 0 | 0 | 0 | 0 | 0 | 0 | 0 | 0 | 0 | 0 | 0 | 0 | 0 | 0 | 0 | 0 | 0 | 0 | 0 | 0 | 0 | 0 | 0 | 0 | 0 | 0 | 0 | 0 | 0 | 0 | 0 | 0 | 0 | 0 | 0 | 72328 | 57406 | 68768 | 75116 | 68137 | 31649 | 35901 | 40986 | 46509 | 49621 | 77202 | 79683 | 72328 | 57406 | 68768 | 75116 | 68137 | 31649 | 35901 | 40986 | 46509 | 49621 | 77202 | 79683 | 8250 | 6548 | 7844 | 8568 | 7772 | 3610 | 4095 | 4675 | 5305 | 5660 | 8806 | 9089 | 0 | 0 | 703306 | 703306 | 80222 | 2020 | onshore wind | TRUE
59954 | N | . | Osceola Solar Facility | Duke Energy Florida, LLC | 6455 | FL | SAT | SERC |  | 22 | 1 | Electric Utility | PV | SUN | SUN | FPC | A |  | 0 | 0 | 0 | 0 | 0 | 0 | 0 | 0 | 0 | 0 | 0 | 0 | 0 | 0 | 0 | 0 | 0 | 0 | 0 | 0 | 0 | 0 | 0 | 0 | 0 | 0 | 0 | 0 | 0 | 0 | 0 | 0 | 0 | 0 | 0 | 0 | 3419 | 3701 | 4933 | 4470 | 5273 | 4552 | 4667 | 4453 | 3856 | 3764 | 3293 | 3583 | 3419 | 3701 | 4933 | 4470 | 5273 | 4552 | 4667 | 4453 | 3856 | 3764 | 3293 | 3583 | 389.946 | 422.141 | 562.663 | 509.839 | 601.475 | 519.227 | 532.356 | 507.959 | 439.887 | 429.296 | 375.56 | 408.651 | 0 | 0 | 49964 | 49964 | 5699 | 2020 | solar PV | TRUE
59955 | N | . | ESA Smithfield | SRE Utility Solar 1, LLC | 61119 | NC | SAT | SERC |  | 22 | 2 | NAICS-22 Non-Cogen | PV | SUN | SUN | CPLE | A |  | 0 | 0 | 0 | 0 | 0 | 0 | 0 | 0 | 0 | 0 | 0 | 0 | 0 | 0 | 0 | 0 | 0 | 0 | 0 | 0 | 0 | 0 | 0 | 0 | 0 | 0 | 0 | 0 | 0 | 0 | 0 | 0 | 0 | 0 | 0 | 0 | 1497 | 1539 | 1968 | 2674 | 2676 | 2603 | 2912 | 2338 | 1980 | 2008 | 1679 | 1419 | 1497 | 1539 | 1968 | 2674 | 2676 | 2603 | 2912 | 2338 | 1980 | 2008 | 1679 | 1419 | 170.801 | 175.533 | 224.524 | 304.962 | 305.205 | 296.926 | 332.135 | 266.69 | 225.865 | 228.987 | 191.517 | 161.855 | 0 | 0 | 25293 | 25293 | 2885 | 2020 | solar PV | TRUE
59956 | N | . | ESA Selma | SRE Utility Solar 1, LLC | 61119 | NC | SAT | SERC |  | 22 | 2 | NAICS-22 Non-Cogen | PV | SUN | SUN | CPLE | A |  | 0 | 0 | 0 | 0 | 0 | 0 | 0 | 0 | 0 | 0 | 0 | 0 | 0 | 0 | 0 | 0 | 0 | 0 | 0 | 0 | 0 | 0 | 0 | 0 | 0 | 0 | 0 | 0 | 0 | 0 | 0 | 0 | 0 | 0 | 0 | 0 | 1402 | 1441 | 1844 | 2504 | 2506 | 2438 | 2727 | 2190 | 1855 | 1880 | 1573 | 1329 | 1402 | 1441 | 1844 | 2504 | 2506 | 2438 | 2727 | 2190 | 1855 | 1880 | 1573 | 1329 | 159.967 | 164.399 | 210.282 | 285.618 | 285.845 | 278.092 | 311.067 | 249.774 | 211.538 | 214.462 | 179.368 | 151.588 | 0 | 0 | 23689 | 23689 | 2702 | 2020 | solar PV | TRUE
59957 | N | . | Grand Ridge Battery Projects | Invenergy Services LLC | 49893 | IL | ENC | RFC |  | 22 | 2 | NAICS-22 Non-Cogen | BA | MWH | OTH | PJM | M | megawatthours | 1626 | 1423 | 1821 | 1828 | 1628 | 1444 | 1824 | 1963 | 1774 | 1756 | 1612 | 1525 | 1626 | 1423 | 1821 | 1828 | 1628 | 1444 | 1824 | 1963 | 1774 | 1756 | 1612 | 1525 | 0 | 0 | 0 | 0 | 0 | 0 | 0 | 0 | 0 | 0 | 0 | 0 | 0 | 0 | 0 | 0 | 0 | 0 | 0 | 0 | 0 | 0 | 0 | 0 | 0 | 0 | 0 | 0 | 0 | 0 | 0 | 0 | 0 | 0 | 0 | 0 | -1175 | -995 | -1133 | -1193 | -1067 | -921 | -1186 | -1243 | -1163 | -1133 | -1066 | -1011 | 20224 | 20224 | 0 | 0 | -13286 | 2020 | other | TRUE
59958 | N | . | Milford 2 | SunE DB24 LLC | 59716 | UT | MTN | WECC |  | 22 | 2 | NAICS-22 Non-Cogen | PV | SUN | SUN | PACE | A |  | 0 | 0 | 0 | 0 | 0 | 0 | 0 | 0 | 0 | 0 | 0 | 0 | 0 | 0 | 0 | 0 | 0 | 0 | 0 | 0 | 0 | 0 | 0 | 0 | 0 | 0 | 0 | 0 | 0 | 0 | 0 | 0 | 0 | 0 | 0 | 0 | 2203 | 3047 | 3364 | 4221 | 4560 | 4998 | 5149 | 4888 | 4150 | 3591 | 2142 | 1890 | 2203 | 3047 | 3364 | 4221 | 4560 | 4998 | 5149 | 4888 | 4150 | 3591 | 2142 | 1890 | 251.335 | 347.579 | 383.665 | 481.482 | 520.082 | 570.125 | 587.306 | 557.504 | 473.392 | 409.604 | 244.31 | 215.616 | 0 | 0 | 44203 | 44203 | 5042 | 2020 | solar PV | TRUE
59959 | N | . | Elwood Energy Storage Center | West Chicago Battery Storage LLC | 59718 | IL | ENC | RFC |  | 22 | 2 | NAICS-22 Non-Cogen | BA | MWH | OTH | PJM | M | megawatthours | 929 | 435 | 192 | 475 | 516 | 535 | 519 | 437 | 392 | 320 | 246 | 244 | 929 | 435 | 192 | 475 | 516 | 535 | 519 | 437 | 392 | 320 | 246 | 244 | 0 | 0 | 0 | 0 | 0 | 0 | 0 | 0 | 0 | 0 | 0 | 0 | 0 | 0 | 0 | 0 | 0 | 0 | 0 | 0 | 0 | 0 | 0 | 0 | 0 | 0 | 0 | 0 | 0 | 0 | 0 | 0 | 0 | 0 | 0 | 0 | -203 | -118 | -66 | -136 | -153 | -167 | -169 | -148 | -129 | -108 | -92 | -91 | 5240 | 5240 | 0 | 0 | -1580 | 2020 | other | TRUE
59960 | N | . | Jake Energy Storage Center | Joliet Battery Storage LLC | 59717 | IL | ENC | RFC |  | 22 | 2 | NAICS-22 Non-Cogen | BA | MWH | OTH | PJM | M | megawatthours | 363 | 225 | 150 | 127 | 149 | 142 | 148 | 120 | 111 | 118 | 94 | 96 | 363 | 225 | 150 | 127 | 149 | 142 | 148 | 120 | 111 | 118 | 94 | 96 | 0 | 0 | 0 | 0 | 0 | 0 | 0 | 0 | 0 | 0 | 0 | 0 | 0 | 0 | 0 | 0 | 0 | 0 | 0 | 0 | 0 | 0 | 0 | 0 | 0 | 0 | 0 | 0 | 0 | 0 | 0 | 0 | 0 | 0 | 0 | 0 | -104 | -80 | -63 | -58 | -69 | -68 | -83 | -74 | -65 | -64 | -58 | -62 | 1843 | 1843 | 0 | 0 | -848 | 2020 | other | TRUE
59961 | N | . | Western Antelope Blue Sky B | Sustainable Power Group, LLC | 58661 | CA | PACC | WECC |  | 22 | 2 | NAICS-22 Non-Cogen | PV | SUN | SUN | CISO | A |  | 0 | 0 | 0 | 0 | 0 | 0 | 0 | 0 | 0 | 0 | 0 | 0 | 0 | 0 | 0 | 0 | 0 | 0 | 0 | 0 | 0 | 0 | 0 | 0 | 0 | 0 | 0 | 0 | 0 | 0 | 0 | 0 | 0 | 0 | 0 | 0 | 24890 | 33740 | 33017 | 41610 | 54458 | 54229 | 61253 | 50746 | 39846 | 36830 | 29117 | 23053 | 24890 | 33740 | 33017 | 41610 | 54458 | 54229 | 61253 | 50746 | 39846 | 36830 | 29117 | 23053 | 2839.105 | 3848.544 | 3766.033 | 4746.262 | 6211.668 | 6185.582 | 6986.717 | 5788.302 | 4544.96 | 4201.029 | 3321.222 | 2629.576 | 0 | 0 | 482789 | 482789 | 55069 | 2020 | solar PV | TRUE
59962 | N | . | North Lancaster Ranch | Sustainable Power Group, LLC | 58661 | CA | PACC | WECC |  | 22 | 2 | NAICS-22 Non-Cogen | PV | SUN | SUN | CISO | A |  | 0 | 0 | 0 | 0 | 0 | 0 | 0 | 0 | 0 | 0 | 0 | 0 | 0 | 0 | 0 | 0 | 0 | 0 | 0 | 0 | 0 | 0 | 0 | 0 | 0 | 0 | 0 | 0 | 0 | 0 | 0 | 0 | 0 | 0 | 0 | 0 | 15223 | 20636 | 20194 | 25450 | 33307 | 33167 | 37463 | 31037 | 24370 | 22526 | 17808 | 14100 | 15223 | 20636 | 20194 | 25450 | 33307 | 33167 | 37463 | 31037 | 24370 | 22526 | 17808 | 14100 | 1736.436 | 2353.825 | 2303.361 | 2902.883 | 3799.146 | 3783.192 | 4273.178 | 3540.21 | 2779.763 | 2569.411 | 2031.308 | 1608.287 | 0 | 0 | 295281 | 295281 | 33681 | 2020 | solar PV | TRUE
59963 | N | . | Central Antelope Dry Ranch C | Sustainable Power Group, LLC | 58661 | CA | PACC | WECC |  | 22 | 2 | NAICS-22 Non-Cogen | PV | SUN | SUN | CISO | A |  | 0 | 0 | 0 | 0 | 0 | 0 | 0 | 0 | 0 | 0 | 0 | 0 | 0 | 0 | 0 | 0 | 0 | 0 | 0 | 0 | 0 | 0 | 0 | 0 | 0 | 0 | 0 | 0 | 0 | 0 | 0 | 0 | 0 | 0 | 0 | 0 | 14786 | 20044 | 19614 | 24719 | 32351 | 32215 | 36387 | 30146 | 23671 | 21879 | 17297 | 13695 | 14786 | 20044 | 19614 | 24719 | 32351 | 32215 | 36387 | 30146 | 23671 | 21879 | 17297 | 13695 | 1686.584 | 2286.246 | 2237.23 | 2819.539 | 3690.071 | 3674.574 | 4150.492 | 3438.568 | 2699.955 | 2495.641 | 1972.988 | 1562.112 | 0 | 0 | 286804 | 286804 | 32714 | 2020 | solar PV | TRUE
59964 | N | . | Elevation Solar C | Sustainable Power Group, LLC | 58661 | CA | PACC | WECC |  | 22 | 2 | NAICS-22 Non-Cogen | PV | SUN | SUN | CISO | M |  | 0 | 0 | 0 | 0 | 0 | 0 | 0 | 0 | 0 | 0 | 0 | 0 | 0 | 0 | 0 | 0 | 0 | 0 | 0 | 0 | 0 | 0 | 0 | 0 | 0 | 0 | 0 | 0 | 0 | 0 | 0 | 0 | 0 | 0 | 0 | 0 | 57056 | 69417 | 66147 | 88178 | 110859 | 109316 | 117627 | 94833 | 78245 | 72450 | 56319 | 48227 | 57056 | 69417 | 66147 | 88178 | 110859 | 109316 | 117627 | 94833 | 78245 | 72450 | 56319 | 48227 | 6508 | 7918 | 7545 | 10058 | 12645 | 12469 | 13417 | 10817 | 8925 | 8264 | 6424 | 5501 | 0 | 0 | 968674 | 968674 | 110491 | 2020 | solar PV | TRUE
59965 | N | . | Latigo Wind Park | Sustainable Power Group, LLC | 58661 | UT | MTN | WECC |  | 22 | 2 | NAICS-22 Non-Cogen | WT | WND | WND | PACE | M |  | 0 | 0 | 0 | 0 | 0 | 0 | 0 | 0 | 0 | 0 | 0 | 0 | 0 | 0 | 0 | 0 | 0 | 0 | 0 | 0 | 0 | 0 | 0 | 0 | 0 | 0 | 0 | 0 | 0 | 0 | 0 | 0 | 0 | 0 | 0 | 0 | 159665 | 146172 | 155141 | 121335 | 97016 | 138633 | 81849 | 86066 | 82813 | 108281 | 127051 | 125736 | 159665 | 146172 | 155141 | 121335 | 97016 | 138633 | 81849 | 86066 | 82813 | 108281 | 127051 | 125736 | 18212 | 16673 | 17696 | 13840 | 11066 | 15813 | 9336 | 9817 | 9446 | 12351 | 14492 | 14342 | 0 | 0 | 1429758 | 1429758 | 163084 | 2020 | onshore wind | TRUE
59966 | N | . | Camp Lejeune Solar | Duke Energy Progress - (NC) | 3046 | NC | SAT | SERC |  | 22 | 1 | Electric Utility | PV | SUN | SUN | DUK | A |  | 0 | 0 | 0 | 0 | 0 | 0 | 0 | 0 | 0 | 0 | 0 | 0 | 0 | 0 | 0 | 0 | 0 | 0 | 0 | 0 | 0 | 0 | 0 | 0 | 0 | 0 | 0 | 0 | 0 | 0 | 0 | 0 | 0 | 0 | 0 | 0 | 10798 | 11097 | 14194 | 19279 | 19294 | 18771 | 20996 | 16859 | 14278 | 14476 | 12107 | 10232 | 10798 | 11097 | 14194 | 19279 | 19294 | 18771 | 20996 | 16859 | 14278 | 14476 | 12107 | 10232 | 1231.608 | 1265.723 | 1618.985 | 2199.005 | 2200.754 | 2141.059 | 2394.937 | 1923.035 | 1628.653 | 1651.17 | 1380.977 | 1167.094 | 0 | 0 | 182381 | 182381 | 20803 | 2020 | solar PV | TRUE
59968 | N | . | Desert Wind Farm, LLC | Avangrid Renewables LLC | 15399 | NC | SAT | SERC |  | 22 | 2 | NAICS-22 Non-Cogen | WT | WND | WND | PJM | M |  | 0 | 0 | 0 | 0 | 0 | 0 | 0 | 0 | 0 | 0 | 0 | 0 | 0 | 0 | 0 | 0 | 0 | 0 | 0 | 0 | 0 | 0 | 0 | 0 | 0 | 0 | 0 | 0 | 0 | 0 | 0 | 0 | 0 | 0 | 0 | 0 | 535480 | 480151 | 551032 | 565436 | 481852 | 370669 | 214695 | 191533 | 293502 | 281175 | 341992 | 481606 | 535480 | 480151 | 551032 | 565436 | 481852 | 370669 | 214695 | 191533 | 293502 | 281175 | 341992 | 481606 | 61079 | 54768 | 62853 | 64496 | 54962 | 42280 | 24489 | 21847 | 33478 | 32072 | 39009 | 54934 | 0 | 0 | 4789123 | 4789123 | 546267 | 2020 | onshore wind | TRUE
59972 | N | . | Bearkat | Bearkat Wind Energy 1, LLC | 63428 | TX | WSC | TRE |  | 22 | 2 | NAICS-22 Non-Cogen | WT | WND | WND | ERCO | M |  | 0 | 0 | 0 | 0 | 0 | 0 | 0 | 0 | 0 | 0 | 0 | 0 | 0 | 0 | 0 | 0 | 0 | 0 | 0 | 0 | 0 | 0 | 0 | 0 | 0 | 0 | 0 | 0 | 0 | 0 | 0 | 0 | 0 | 0 | 0 | 0 | 474575 | 531087 | 491873 | 568084 | 566971 | 656035 | 471849 | 472901 | 289714 | 538636 | 394822 | 538399 | 474575 | 531087 | 491873 | 568084 | 566971 | 656035 | 471849 | 472901 | 289714 | 538636 | 394822 | 538399 | 54132 | 60578 | 56105 | 64798 | 64671 | 74830 | 53821 | 53941 | 33046 | 61439 | 45035 | 61412 | 0 | 0 | 5994946 | 5994946 | 683808 | 2020 | onshore wind | TRUE
59973 | N | . | Walt Disney World Solar Facility | Duke Energy Florida Solar Solutions | 60054 | FL | SAT | SERC |  | 22 | 1 | Electric Utility | PV | SUN | SUN | FPC | A |  | 0 | 0 | 0 | 0 | 0 | 0 | 0 | 0 | 0 | 0 | 0 | 0 | 0 | 0 | 0 | 0 | 0 | 0 | 0 | 0 | 0 | 0 | 0 | 0 | 0 | 0 | 0 | 0 | 0 | 0 | 0 | 0 | 0 | 0 | 0 | 0 | 4867 | 5269 | 7023 | 6364 | 7508 | 6481 | 6645 | 6340 | 5491 | 5359 | 4688 | 5101 | 4867 | 5269 | 7023 | 6364 | 7508 | 6481 | 6645 | 6340 | 5491 | 5359 | 4688 | 5101 | 555.186 | 601.027 | 801.097 | 725.887 | 856.356 | 739.254 | 757.947 | 723.212 | 626.293 | 611.214 | 534.707 | 581.82 | 0 | 0 | 71136 | 71136 | 8114 | 2020 | solar PV | TRUE
59974 | N | . | Golden West Power Partners LLC | Golden West Power Partners, LLC | 59729 | CO | MTN | WECC |  | 22 | 2 | NAICS-22 Non-Cogen | WT | WND | WND | PSCO | M |  | 0 | 0 | 0 | 0 | 0 | 0 | 0 | 0 | 0 | 0 | 0 | 0 | 0 | 0 | 0 | 0 | 0 | 0 | 0 | 0 | 0 | 0 | 0 | 0 | 0 | 0 | 0 | 0 | 0 | 0 | 0 | 0 | 0 | 0 | 0 | 0 | 726565 | 596963 | 563552 | 502253 | 778098 | 544580 | 602188 | 505873 | 507136 | 630707 | 638167 | 737024 | 726565 | 596963 | 563552 | 502253 | 778098 | 544580 | 602188 | 505873 | 507136 | 630707 | 638167 | 737024 | 82875 | 68092 | 64281 | 57289 | 88753 | 62117 | 68688 | 57702 | 57846 | 71941 | 72792 | 84068 | 0 | 0 | 7333106 | 7333106 | 836444 | 2020 | onshore wind | TRUE
59975 | N | . | Carousel Wind Farm LLC | Carousel Wind Farm, LLC | 59730 | CO | MTN | WECC |  | 22 | 2 | NAICS-22 Non-Cogen | WT | WND | WND | PSCO | A |  | 0 | 0 | 0 | 0 | 0 | 0 | 0 | 0 | 0 | 0 | 0 | 0 | 0 | 0 | 0 | 0 | 0 | 0 | 0 | 0 | 0 | 0 | 0 | 0 | 0 | 0 | 0 | 0 | 0 | 0 | 0 | 0 | 0 | 0 | 0 | 0 | 595079 | 478212 | 431489 | 422141 | 595383 | 440200 | 477491 | 453532 | 392386 | 414603 | 475593 | 582435 | 595079 | 478212 | 431489 | 422141 | 595383 | 440200 | 477491 | 453532 | 392386 | 414603 | 475593 | 582435 | 67877.144 | 54546.778 | 49217.374 | 48151.119 | 67911.823 | 50211.075 | 54464.56 | 51731.669 | 44757.138 | 47291.304 | 54248.145 | 66434.871 | 0 | 0 | 5758544 | 5758544 | 656843 | 2020 | onshore wind | TRUE
59976 | N | . | RE Astoria | RE Astoria LLC | 59727 | CA | PACC | WECC |  | 22 | 2 | NAICS-22 Non-Cogen | PV | SUN | SUN | CISO | M |  | 0 | 0 | 0 | 0 | 0 | 0 | 0 | 0 | 0 | 0 | 0 | 0 | 0 | 0 | 0 | 0 | 0 | 0 | 0 | 0 | 0 | 0 | 0 | 0 | 0 | 0 | 0 | 0 | 0 | 0 | 0 | 0 | 0 | 0 | 0 | 0 | 141079 | 173972 | 167792 | 220832 | 282543 | 277905 | 310036 | 260836 | 210092 | 190665 | 153598 | 126438 | 141079 | 173972 | 167792 | 220832 | 282543 | 277905 | 310036 | 260836 | 210092 | 190665 | 153598 | 126438 | 16092 | 19844 | 19139 | 25189 | 32228 | 31699 | 35364 | 29752 | 23964 | 21748 | 17520 | 14422 | 0 | 0 | 2515788 | 2515788 | 286961 | 2020 | solar PV | TRUE
59977 | N | . | RE Astoria 2 | RE Astoria 2 LLC | 59728 | CA | PACC | WECC |  | 22 | 2 | NAICS-22 Non-Cogen | PV | SUN | SUN | CISO | M |  | 0 | 0 | 0 | 0 | 0 | 0 | 0 | 0 | 0 | 0 | 0 | 0 | 0 | 0 | 0 | 0 | 0 | 0 | 0 | 0 | 0 | 0 | 0 | 0 | 0 | 0 | 0 | 0 | 0 | 0 | 0 | 0 | 0 | 0 | 0 | 0 | 108562 | 138834 | 131619 | 172377 | 217711 | 216983 | 234263 | 196740 | 159323 | 148268 | 116803 | 96989 | 108562 | 138834 | 131619 | 172377 | 217711 | 216983 | 234263 | 196740 | 159323 | 148268 | 116803 | 96989 | 12383 | 15836 | 15013 | 19662 | 24833 | 24750 | 26721 | 22441 | 18173 | 16912 | 13323 | 11063 | 0 | 0 | 1938472 | 1938472 | 221110 | 2020 | solar PV | TRUE
59978 | N | . | Enerparc CA2, LLC | Adapture Renewables, Inc. | 60496 | CA | PACC | WECC |  | 22 | 2 | NAICS-22 Non-Cogen | PV | SUN | SUN | PACW | A |  | 0 | 0 | 0 | 0 | 0 | 0 | 0 | 0 | 0 | 0 | 0 | 0 | 0 | 0 | 0 | 0 | 0 | 0 | 0 | 0 | 0 | 0 | 0 | 0 | 0 | 0 | 0 | 0 | 0 | 0 | 0 | 0 | 0 | 0 | 0 | 0 | 1577 | 2137 | 2091 | 2636 | 3449 | 3435 | 3880 | 3214 | 2524 | 2333 | 1844 | 1460 | 1577 | 2137 | 2091 | 2636 | 3449 | 3435 | 3880 | 3214 | 2524 | 2333 | 1844 | 1460 | 179.824 | 243.762 | 238.536 | 300.622 | 393.439 | 391.787 | 442.53 | 366.624 | 287.872 | 266.088 | 210.362 | 166.554 | 0 | 0 | 30580 | 30580 | 3488 | 2020 | solar PV | TRUE
59979 | N | . | Columbia Solar Energy, LLC | Columbia Solar Energy LLC | 59736 | CA | PACC | WECC |  | 22 | 2 | NAICS-22 Non-Cogen | PV | SUN | SUN | CISO | A |  | 0 | 0 | 0 | 0 | 0 | 0 | 0 | 0 | 0 | 0 | 0 | 0 | 0 | 0 | 0 | 0 | 0 | 0 | 0 | 0 | 0 | 0 | 0 | 0 | 0 | 0 | 0 | 0 | 0 | 0 | 0 | 0 | 0 | 0 | 0 | 0 | 15095 | 20463 | 20024 | 25236 | 33027 | 32889 | 37148 | 30776 | 24165 | 22337 | 17659 | 13981 | 15095 | 20463 | 20024 | 25236 | 33027 | 32889 | 37148 | 30776 | 24165 | 22337 | 17659 | 13981 | 1721.846 | 2334.048 | 2284.007 | 2878.492 | 3767.224 | 3751.404 | 4237.273 | 3510.464 | 2756.407 | 2547.821 | 2014.24 | 1594.774 | 0 | 0 | 292800 | 292800 | 33398 | 2020 | solar PV | TRUE
59980 | N | . | Mashpee Landfill Solar | Nautilus Solar Solutions | 61227 | MA | NEW | NPCC |  | 22 | 2 | NAICS-22 Non-Cogen | PV | SUN | SUN | ISNE | A |  | 0 | 0 | 0 | 0 | 0 | 0 | 0 | 0 | 0 | 0 | 0 | 0 | 0 | 0 | 0 | 0 | 0 | 0 | 0 | 0 | 0 | 0 | 0 | 0 | 0 | 0 | 0 | 0 | 0 | 0 | 0 | 0 | 0 | 0 | 0 | 0 | 924 | 1211 | 1842 | 1766 | 2490 | 2353 | 2317 | 2190 | 1902 | 1383 | 989 | 753 | 924 | 1211 | 1842 | 1766 | 2490 | 2353 | 2317 | 2190 | 1902 | 1383 | 989 | 753 | 105.44 | 138.108 | 210.144 | 201.486 | 284.057 | 268.376 | 264.293 | 249.836 | 216.922 | 157.71 | 112.79 | 85.838 | 0 | 0 | 20120 | 20120 | 2295 | 2020 | solar PV | TRUE
59981 | N | . | New Castle Solar RES | Hoosier Energy R E C, Inc | 9267 | IN | ENC | RFC |  | 22 | 1 | Electric Utility | PV | SUN | SUN | MISO | A |  | 0 | 0 | 0 | 0 | 0 | 0 | 0 | 0 | 0 | 0 | 0 | 0 | 0 | 0 | 0 | 0 | 0 | 0 | 0 | 0 | 0 | 0 | 0 | 0 | 0 | 0 | 0 | 0 | 0 | 0 | 0 | 0 | 0 | 0 | 0 | 0 | 536 | 796 | 1171 | 1437 | 1694 | 2082 | 2001 | 1881 | 1472 | 1163 | 790 | 575 | 536 | 796 | 1171 | 1437 | 1694 | 2082 | 2001 | 1881 | 1472 | 1163 | 790 | 575 | 61.136 | 90.792 | 133.524 | 163.885 | 193.195 | 237.526 | 228.195 | 214.525 | 167.888 | 132.631 | 90.147 | 65.556 | 0 | 0 | 15598 | 15598 | 1779 | 2020 | solar PV | TRUE
59982 | N | . | Scotland Solar RES | Hoosier Energy R E C, Inc | 9267 | IN | ENC | RFC |  | 22 | 1 | Electric Utility | PV | SUN | SUN | MISO | A |  | 0 | 0 | 0 | 0 | 0 | 0 | 0 | 0 | 0 | 0 | 0 | 0 | 0 | 0 | 0 | 0 | 0 | 0 | 0 | 0 | 0 | 0 | 0 | 0 | 0 | 0 | 0 | 0 | 0 | 0 | 0 | 0 | 0 | 0 | 0 | 0 | 364 | 540 | 794 | 975 | 1149 | 1413 | 1357 | 1276 | 999 | 789 | 536 | 390 | 364 | 540 | 794 | 975 | 1149 | 1413 | 1357 | 1276 | 999 | 789 | 536 | 390 | 41.48 | 61.6 | 90.592 | 111.191 | 131.077 | 161.154 | 154.824 | 145.549 | 113.907 | 89.986 | 61.162 | 44.478 | 0 | 0 | 10582 | 10582 | 1207 | 2020 | solar PV | TRUE
59983 | N | . | New Haven Solar RES | Hoosier Energy R E C, Inc | 9267 | IN | ENC | RFC |  | 22 | 1 | Electric Utility | PV | SUN | SUN | MISO | A |  | 0 | 0 | 0 | 0 | 0 | 0 | 0 | 0 | 0 | 0 | 0 | 0 | 0 | 0 | 0 | 0 | 0 | 0 | 0 | 0 | 0 | 0 | 0 | 0 | 0 | 0 | 0 | 0 | 0 | 0 | 0 | 0 | 0 | 0 | 0 | 0 | 566 | 841 | 1236 | 1518 | 1789 | 2199 | 2113 | 1986 | 1555 | 1228 | 835 | 607 | 566 | 841 | 1236 | 1518 | 1789 | 2199 | 2113 | 1986 | 1555 | 1228 | 835 | 607 | 64.575 | 95.895 | 141.029 | 173.097 | 204.054 | 250.877 | 241.022 | 226.584 | 177.325 | 140.087 | 95.214 | 69.241 | 0 | 0 | 16473 | 16473 | 1879 | 2020 | solar PV | TRUE
59984 | N | . | Lanesville Solar RES | Hoosier Energy R E C, Inc | 9267 | IN | ENC | RFC |  | 22 | 1 | Electric Utility | PV | SUN | SUN | MISO | A |  | 0 | 0 | 0 | 0 | 0 | 0 | 0 | 0 | 0 | 0 | 0 | 0 | 0 | 0 | 0 | 0 | 0 | 0 | 0 | 0 | 0 | 0 | 0 | 0 | 0 | 0 | 0 | 0 | 0 | 0 | 0 | 0 | 0 | 0 | 0 | 0 | 351 | 522 | 767 | 942 | 1110 | 1365 | 1311 | 1233 | 965 | 762 | 518 | 377 | 351 | 522 | 767 | 942 | 1110 | 1365 | 1311 | 1233 | 965 | 762 | 518 | 377 | 40.072 | 59.507 | 87.515 | 107.414 | 126.624 | 155.68 | 149.564 | 140.605 | 110.038 | 86.93 | 59.084 | 42.967 | 0 | 0 | 10223 | 10223 | 1166 | 2020 | solar PV | TRUE
59985 | N | . | Ellettsville Solar RES | Hoosier Energy R E C, Inc | 9267 | IN | ENC | RFC |  | 22 | 1 | Electric Utility | PV | SUN | SUN | MISO | A |  | 0 | 0 | 0 | 0 | 0 | 0 | 0 | 0 | 0 | 0 | 0 | 0 | 0 | 0 | 0 | 0 | 0 | 0 | 0 | 0 | 0 | 0 | 0 | 0 | 0 | 0 | 0 | 0 | 0 | 0 | 0 | 0 | 0 | 0 | 0 | 0 | 495 | 736 | 1082 | 1328 | 1565 | 1924 | 1849 | 1738 | 1360 | 1075 | 730 | 531 | 495 | 736 | 1082 | 1328 | 1565 | 1924 | 1849 | 1738 | 1360 | 1075 | 730 | 531 | 56.499 | 83.902 | 123.391 | 151.448 | 178.534 | 219.501 | 210.878 | 198.246 | 155.147 | 122.567 | 83.306 | 60.581 | 0 | 0 | 14413 | 14413 | 1644 | 2020 | solar PV | TRUE
59986 | N | . | Henryville Solar RES | Hoosier Energy R E C, Inc | 9267 | IN | ENC | RFC |  | 22 | 1 | Electric Utility | PV | SUN | SUN | MISO | A |  | 0 | 0 | 0 | 0 | 0 | 0 | 0 | 0 | 0 | 0 | 0 | 0 | 0 | 0 | 0 | 0 | 0 | 0 | 0 | 0 | 0 | 0 | 0 | 0 | 0 | 0 | 0 | 0 | 0 | 0 | 0 | 0 | 0 | 0 | 0 | 0 | 547 | 813 | 1196 | 1467 | 1730 | 2127 | 2043 | 1921 | 1503 | 1188 | 807 | 587 | 547 | 813 | 1196 | 1467 | 1730 | 2127 | 2043 | 1921 | 1503 | 1188 | 807 | 587 | 62.445 | 92.731 | 136.376 | 167.386 | 197.321 | 242.599 | 233.069 | 219.107 | 171.474 | 135.464 | 92.072 | 66.956 | 0 | 0 | 15929 | 15929 | 1817 | 2020 | solar PV | TRUE
59987 | N | . | Spring Mill Solar RES | Hoosier Energy R E C, Inc | 9267 | IN | ENC | RFC |  | 22 | 1 | Electric Utility | PV | SUN | SUN | MISO | A |  | 0 | 0 | 0 | 0 | 0 | 0 | 0 | 0 | 0 | 0 | 0 | 0 | 0 | 0 | 0 | 0 | 0 | 0 | 0 | 0 | 0 | 0 | 0 | 0 | 0 | 0 | 0 | 0 | 0 | 0 | 0 | 0 | 0 | 0 | 0 | 0 | 458 | 680 | 1000 | 1227 | 1446 | 1778 | 1708 | 1606 | 1257 | 993 | 675 | 491 | 458 | 680 | 1000 | 1227 | 1446 | 1778 | 1708 | 1606 | 1257 | 993 | 675 | 491 | 52.204 | 77.523 | 114.009 | 139.933 | 164.959 | 202.811 | 194.844 | 183.172 | 143.351 | 113.247 | 76.972 | 55.975 | 0 | 0 | 13319 | 13319 | 1519 | 2020 | solar PV | TRUE
59988 | N | . | Decatur Co. Solar RES (IN) | Hoosier Energy R E C, Inc | 9267 | IN | ENC | RFC |  | 22 | 1 | Electric Utility | PV | SUN | SUN | MISO | A |  | 0 | 0 | 0 | 0 | 0 | 0 | 0 | 0 | 0 | 0 | 0 | 0 | 0 | 0 | 0 | 0 | 0 | 0 | 0 | 0 | 0 | 0 | 0 | 0 | 0 | 0 | 0 | 0 | 0 | 0 | 0 | 0 | 0 | 0 | 0 | 0 | 537 | 798 | 1174 | 1441 | 1699 | 2088 | 2006 | 1886 | 1476 | 1166 | 793 | 576 | 537 | 798 | 1174 | 1441 | 1699 | 2088 | 2006 | 1886 | 1476 | 1166 | 793 | 576 | 61.309 | 91.047 | 133.899 | 164.346 | 193.738 | 238.193 | 228.836 | 215.128 | 168.36 | 133.004 | 90.4 | 65.74 | 0 | 0 | 15640 | 15640 | 1784 | 2020 | solar PV | TRUE
59989 | N | . | Jackson Co. Solar RES | Hoosier Energy R E C, Inc | 9267 | IN | ENC | RFC |  | 22 | 1 | Electric Utility | PV | SUN | SUN | MISO | A |  | 0 | 0 | 0 | 0 | 0 | 0 | 0 | 0 | 0 | 0 | 0 | 0 | 0 | 0 | 0 | 0 | 0 | 0 | 0 | 0 | 0 | 0 | 0 | 0 | 0 | 0 | 0 | 0 | 0 | 0 | 0 | 0 | 0 | 0 | 0 | 0 | 519 | 771 | 1134 | 1392 | 1641 | 2018 | 1939 | 1823 | 1426 | 1127 | 766 | 557 | 519 | 771 | 1134 | 1392 | 1641 | 2018 | 1939 | 1823 | 1426 | 1127 | 766 | 557 | 59.247 | 87.985 | 129.396 | 158.818 | 187.222 | 230.182 | 221.14 | 207.893 | 162.697 | 128.531 | 87.36 | 63.529 | 0 | 0 | 15113 | 15113 | 1724 | 2020 | solar PV | TRUE
59990 | N | . | Johnson Co. Solar RES | Hoosier Energy R E C, Inc | 9267 | IN | ENC | RFC |  | 22 | 1 | Electric Utility | PV | SUN | SUN | MISO | A |  | 0 | 0 | 0 | 0 | 0 | 0 | 0 | 0 | 0 | 0 | 0 | 0 | 0 | 0 | 0 | 0 | 0 | 0 | 0 | 0 | 0 | 0 | 0 | 0 | 0 | 0 | 0 | 0 | 0 | 0 | 0 | 0 | 0 | 0 | 0 | 0 | 562 | 835 | 1229 | 1508 | 1778 | 2185 | 2100 | 1974 | 1545 | 1220 | 829 | 603 | 562 | 835 | 1229 | 1508 | 1778 | 2185 | 2100 | 1974 | 1545 | 1220 | 829 | 603 | 64.161 | 95.283 | 140.129 | 171.992 | 202.751 | 249.275 | 239.483 | 225.137 | 176.192 | 139.192 | 94.606 | 68.799 | 0 | 0 | 16368 | 16368 | 1867 | 2020 | solar PV | TRUE
59993 | N | . | Babcock Solar Energy Center Hybrid | Florida Power & Light Co | 6452 | FL | SAT | SERC |  | 22 | 1 | Electric Utility | BA | MWH | OTH | FPL | M | megawatthours | 709 | 611 | 727 | 632 | 697 | 633 | 646 | 664 | 796 | 616 | 564 | 515 | 709 | 611 | 727 | 632 | 697 | 633 | 646 | 664 | 796 | 616 | 564 | 515 | 0 | 0 | 0 | 0 | 0 | 0 | 0 | 0 | 0 | 0 | 0 | 0 | 0 | 0 | 0 | 0 | 0 | 0 | 0 | 0 | 0 | 0 | 0 | 0 | 0 | 0 | 0 | 0 | 0 | 0 | 0 | 0 | 0 | 0 | 0 | 0 | -145 | -127 | -152 | -144 | -157 | -158 | -157 | -161 | -243 | -143 | -104 | -102 | 7810 | 7810 | 0 | 0 | -1793 | 2020 | other | TRUE
59993 | N | . | Babcock Solar Energy Center Hybrid | Florida Power & Light Co | 6452 | FL | SAT | SERC |  | 22 | 1 | Electric Utility | PV | SUN | SUN | FPL | M |  | 0 | 0 | 0 | 0 | 0 | 0 | 0 | 0 | 0 | 0 | 0 | 0 | 0 | 0 | 0 | 0 | 0 | 0 | 0 | 0 | 0 | 0 | 0 | 0 | 0 | 0 | 0 | 0 | 0 | 0 | 0 | 0 | 0 | 0 | 0 | 0 | 116277 | 108176 | 139693 | 121835 | 133767 | 114216 | 119503 | 119740 | 102811 | 101767 | 92281 | 106992 | 116277 | 108176 | 139693 | 121835 | 133767 | 114216 | 119503 | 119740 | 102811 | 101767 | 92281 | 106992 | 13263 | 12339 | 15934 | 13897 | 15258 | 13028 | 13631 | 13658 | 11727 | 11608 | 10526 | 12204 | 0 | 0 | 1377058 | 1377058 | 157073 | 2020 | solar PV | TRUE
59994 | N | . | RE Roserock | Southern Power Co | 17650 | TX | WSC | TRE |  | 22 | 2 | NAICS-22 Non-Cogen | PV | SUN | SUN | ERCO | M |  | 0 | 0 | 0 | 0 | 0 | 0 | 0 | 0 | 0 | 0 | 0 | 0 | 0 | 0 | 0 | 0 | 0 | 0 | 0 | 0 | 0 | 0 | 0 | 0 | 0 | 0 | 0 | 0 | 0 | 0 | 0 | 0 | 0 | 0 | 0 | 0 | 213468 | 210163 | 250859 | 354748 | 391447 | 404799 | 410410 | 377866 | 289732 | 288338 | 243688 | 199090 | 213468 | 210163 | 250859 | 354748 | 391447 | 404799 | 410410 | 377866 | 289732 | 288338 | 243688 | 199090 | 24349 | 23972 | 28614 | 40464 | 44650 | 46173 | 46813 | 43101 | 33048 | 32889 | 27796 | 22709 | 0 | 0 | 3634608 | 3634608 | 414578 | 2020 | solar PV | TRUE
59995 | N | . | AEP Milton NaS | Appalachian Power Co | 733 | WV | SAT | RFC |  | 22 | 1 | Electric Utility | BA | MWH | OTH | PJM | A | megawatthours | 27 | 26 | 31 | 31 | 30 | 28 | 30 | 30 | 28 | 28 | 28 | 31 | 27 | 26 | 31 | 31 | 30 | 28 | 30 | 30 | 28 | 28 | 28 | 31 | 0 | 0 | 0 | 0 | 0 | 0 | 0 | 0 | 0 | 0 | 0 | 0 | 0 | 0 | 0 | 0 | 0 | 0 | 0 | 0 | 0 | 0 | 0 | 0 | 0 | 0 | 0 | 0 | 0 | 0 | 0 | 0 | 0 | 0 | 0 | 0 | -15.87 | -15.387 | -18.345 | -18.009 | -17.831 | -16.706 | -17.445 | -17.751 | -16.746 | -16.222 | -16.358 | -18.33 | 348 | 348 | 0 | 0 | -205 | 2020 | other | TRUE
59996 | N | . | Boykin PV1 | Ecoplexus, Inc | 58970 | NC | SAT | SERC |  | 22 | 2 | NAICS-22 Non-Cogen | PV | SUN | SUN | DUK | A |  | . | . | . | . | . | . | . | . | . | . | . | 0 | . | . | . | . | . | . | . | . | . | . | . | 0 | . | . | . | . | . | . | . | . | . | . | . | 0 | . | . | . | . | . | . | . | . | . | . | . | 5427 | . | . | . | . | . | . | . | . | . | . | . | 5427 | . | . | . | . | . | . | . | . | . | . | . | 619 | 0 | 0 | 5427 | 5427 | 619 | 2020 | solar PV | TRUE
59999 | N | . | Ouchchy PV1 | Ecoplexus, Inc | 58970 | NC | SAT | SERC |  | 22 | 2 | NAICS-22 Non-Cogen | PV | SUN | SUN | DUK | A |  | 0 | 0 | 0 | 0 | 0 | 0 | 0 | 0 | 0 | 0 | 0 | 0 | 0 | 0 | 0 | 0 | 0 | 0 | 0 | 0 | 0 | 0 | 0 | 0 | 0 | 0 | 0 | 0 | 0 | 0 | 0 | 0 | 0 | 0 | 0 | 0 | 2601 | 2673 | 3420 | 4645 | 4648 | 4522 | 5059 | 4062 | 3440 | 3488 | 2917 | 2465 | 2601 | 2673 | 3420 | 4645 | 4648 | 4522 | 5059 | 4062 | 3440 | 3488 | 2917 | 2465 | 296.727 | 304.947 | 390.057 | 529.799 | 530.22 | 515.839 | 577.005 | 463.311 | 392.386 | 397.811 | 332.714 | 281.184 | 0 | 0 | 43940 | 43940 | 5012 | 2020 | solar PV | TRUE
60000 | N | . | Turkey Creek PV1 | Fresh Air Energy XXXV, LLC | 60507 | NC | SAT | SERC |  | 22 | 2 | NAICS-22 Non-Cogen | PV | SUN | SUN | DUK | A |  | 0 | 0 | 0 | 0 | 0 | 0 | 0 | 0 | 0 | 0 | 0 | 0 | 0 | 0 | 0 | 0 | 0 | 0 | 0 | 0 | 0 | 0 | 0 | 0 | 0 | 0 | 0 | 0 | 0 | 0 | 0 | 0 | 0 | 0 | 0 | 0 | 10985 | 11290 | 14441 | 19614 | 19630 | 19097 | 21362 | 17153 | 14527 | 14728 | 12318 | 10410 | 10985 | 11290 | 14441 | 19614 | 19630 | 19097 | 21362 | 17153 | 14527 | 14728 | 12318 | 10410 | 1253.038 | 1287.749 | 1647.157 | 2237.271 | 2239.05 | 2178.317 | 2436.612 | 1956.499 | 1656.994 | 1679.902 | 1405.008 | 1187.403 | 0 | 0 | 185555 | 185555 | 21165 | 2020 | solar PV | TRUE
60001 | N | . | Vaughn Creek PV1 | Ecoplexus, Inc | 58970 | NC | SAT | SERC |  | 22 | 2 | NAICS-22 Non-Cogen | PV | SUN | SUN | DUK | A |  | 0 | 0 | 0 | 0 | 0 | 0 | 0 | 0 | 0 | 0 | 0 | 0 | 0 | 0 | 0 | 0 | 0 | 0 | 0 | 0 | 0 | 0 | 0 | 0 | 0 | 0 | 0 | 0 | 0 | 0 | 0 | 0 | 0 | 0 | 0 | 0 | 21076 | 21660 | 27705 | 37631 | 37661 | 36639 | 40984 | 32908 | 27870 | 28256 | 23632 | 19972 | 21076 | 21660 | 27705 | 37631 | 37661 | 36639 | 40984 | 32908 | 27870 | 28256 | 23632 | 19972 | 2404.013 | 2470.603 | 3160.145 | 4292.304 | 4295.717 | 4179.198 | 4674.75 | 3753.63 | 3179.016 | 3222.968 | 2695.57 | 2278.086 | 0 | 0 | 355994 | 355994 | 40606 | 2020 | solar PV | TRUE
60004 | N | . | Clarkstown Landfill Solar Facility | Clarkstown Solar LLC | 60790 | NY | MAT | NPCC |  | 22 | 2 | NAICS-22 Non-Cogen | PV | SUN | SUN | NYIS | A |  | 0 | 0 | 0 | 0 | 0 | 0 | 0 | 0 | 0 | 0 | 0 | 0 | 0 | 0 | 0 | 0 | 0 | 0 | 0 | 0 | 0 | 0 | 0 | 0 | 0 | 0 | 0 | 0 | 0 | 0 | 0 | 0 | 0 | 0 | 0 | 0 | 1267 | 1415 | 2046 | 2051 | 2694 | 2708 | 2576 | 2187 | 2151 | 1527 | 1406 | 951 | 1267 | 1415 | 2046 | 2051 | 2694 | 2708 | 2576 | 2187 | 2151 | 1527 | 1406 | 951 | 144.55 | 161.385 | 233.348 | 233.986 | 307.269 | 308.893 | 293.784 | 249.443 | 245.31 | 174.159 | 160.384 | 108.489 | 0 | 0 | 22979 | 22979 | 2621 | 2020 | solar PV | TRUE
60005 | N | . | Daytona International Speedway Solar | Florida Power & Light Co | 6452 | FL | SAT | SERC |  | 22 | 1 | Electric Utility | PV | SUN | SUN | FPL | A |  | 0 | 0 | 0 | 0 | 0 | 0 | 0 | 0 | 0 | 0 | 0 | 0 | 0 | 0 | 0 | 0 | 0 | 0 | 0 | 0 | 0 | 0 | 0 | 0 | 0 | 0 | 0 | 0 | 0 | 0 | 0 | 0 | 0 | 0 | 0 | 0 | 884 | 957 | 1275 | 1155 | 1363 | 1177 | 1206 | 1151 | 997 | 973 | 851 | 926 | 884 | 957 | 1275 | 1155 | 1363 | 1177 | 1206 | 1151 | 997 | 973 | 851 | 926 | 100.788 | 109.109 | 145.43 | 131.776 | 155.461 | 134.203 | 137.596 | 131.29 | 113.696 | 110.959 | 97.07 | 105.622 | 0 | 0 | 12915 | 12915 | 1473 | 2020 | solar PV | TRUE
60006 | N | . | FIU Solar | Florida Power & Light Co | 6452 | FL | SAT | SERC |  | 22 | 1 | Electric Utility | PV | SUN | SUN | FPL | A |  | 0 | 0 | 0 | 0 | 0 | 0 | 0 | 0 | 0 | 0 | 0 | 0 | 0 | 0 | 0 | 0 | 0 | 0 | 0 | 0 | 0 | 0 | 0 | 0 | 0 | 0 | 0 | 0 | 0 | 0 | 0 | 0 | 0 | 0 | 0 | 0 | 322 | 348 | 464 | 420 | 496 | 428 | 439 | 419 | 363 | 354 | 310 | 337 | 322 | 348 | 464 | 420 | 496 | 428 | 439 | 419 | 363 | 354 | 310 | 337 | 36.676 | 39.703 | 52.919 | 47.951 | 56.57 | 48.834 | 50.069 | 47.774 | 41.372 | 40.376 | 35.322 | 38.434 | 0 | 0 | 4700 | 4700 | 536 | 2020 | solar PV | TRUE
60007 | N | . | Morelos del Sol | Southern Power Co | 17650 | CA | PACC | WECC |  | 22 | 2 | NAICS-22 Non-Cogen | PV | SUN | SUN | CISO | A |  | 0 | 0 | 0 | 0 | 0 | 0 | 0 | 0 | 0 | 0 | 0 | 0 | 0 | 0 | 0 | 0 | 0 | 0 | 0 | 0 | 0 | 0 | 0 | 0 | 0 | 0 | 0 | 0 | 0 | 0 | 0 | 0 | 0 | 0 | 0 | 0 | 16077 | 21793 | 21326 | 26877 | 35175 | 35027 | 39564 | 32778 | 25737 | 23789 | 18807 | 14891 | 16077 | 21793 | 21326 | 26877 | 35175 | 35027 | 39564 | 32778 | 25737 | 23789 | 18807 | 14891 | 1833.825 | 2485.84 | 2432.545 | 3065.691 | 4012.221 | 3995.372 | 4512.839 | 3738.763 | 2935.666 | 2713.516 | 2145.234 | 1698.488 | 0 | 0 | 311841 | 311841 | 35570 | 2020 | solar PV | TRUE
60008 | N | . | Hooper Solar | Solar Star Colorado III, LLC | 59744 | CO | MTN | WECC |  | 22 | 2 | NAICS-22 Non-Cogen | PV | SUN | SUN | PSCO | A |  | 0 | 0 | 0 | 0 | 0 | 0 | 0 | 0 | 0 | 0 | 0 | 0 | 0 | 0 | 0 | 0 | 0 | 0 | 0 | 0 | 0 | 0 | 0 | 0 | 0 | 0 | 0 | 0 | 0 | 0 | 0 | 0 | 0 | 0 | 0 | 0 | 60224 | 63440 | 97187 | 108616 | 126126 | 122277 | 126730 | 103287 | 100662 | 75846 | 65358 | 49384 | 60224 | 63440 | 97187 | 108616 | 126126 | 122277 | 126730 | 103287 | 100662 | 75846 | 65358 | 49384 | 6869.432 | 7236.257 | 11085.509 | 12389.181 | 14386.402 | 13947.429 | 14455.327 | 11781.385 | 11481.874 | 8651.283 | 7455.027 | 5632.894 | 0 | 0 | 1099137 | 1099137 | 125372 | 2020 | solar PV | TRUE
60009 | N | . | Murphy Flat Solar | Murphy Flat Power, LLC | 59755 | ID | MTN | WECC |  | 22 | 2 | NAICS-22 Non-Cogen | PV | SUN | SUN | IPCO | M |  | 0 | 0 | 0 | 0 | 0 | 0 | 0 | 0 | 0 | 0 | 0 | 0 | 0 | 0 | 0 | 0 | 0 | 0 | 0 | 0 | 0 | 0 | 0 | 0 | 0 | 0 | 0 | 0 | 0 | 0 | 0 | 0 | 0 | 0 | 0 | 0 | 11783 | 26003 | 34165 | 45860 | 47728 | 46088 | 46044 | 47123 | 35848 | 31474 | 16245 | 14045 | 11783 | 26003 | 34165 | 45860 | 47728 | 46088 | 46044 | 47123 | 35848 | 31474 | 16245 | 14045 | 1344 | 2966 | 3897 | 5231 | 5444 | 5257 | 5252 | 5375 | 4089 | 3590 | 1853 | 1602 | 0 | 0 | 402406 | 402406 | 45900 | 2020 | solar PV | TRUE
60010 | N | . | Orchard Ranch Solar | Orchard Ranch Solar, LLC | 59756 | ID | MTN | WECC |  | 22 | 2 | NAICS-22 Non-Cogen | PV | SUN | SUN | IPCO | M |  | 0 | 0 | 0 | 0 | 0 | 0 | 0 | 0 | 0 | 0 | 0 | 0 | 0 | 0 | 0 | 0 | 0 | 0 | 0 | 0 | 0 | 0 | 0 | 0 | 0 | 0 | 0 | 0 | 0 | 0 | 0 | 0 | 0 | 0 | 0 | 0 | 11046 | 25530 | 33455 | 48911 | 50235 | 37724 | 61395 | 46272 | 36024 | 30255 | 16201 | 13703 | 11046 | 25530 | 33455 | 48911 | 50235 | 37724 | 61395 | 46272 | 36024 | 30255 | 16201 | 13703 | 1260 | 2912 | 3816 | 5579 | 5730 | 4303 | 7003 | 5278 | 4109 | 3451 | 1848 | 1563 | 0 | 0 | 410751 | 410751 | 46852 | 2020 | solar PV | TRUE
60011 | N | . | American Falls Solar | American Falls Solar LLC | 59757 | ID | MTN | WECC |  | 22 | 2 | NAICS-22 Non-Cogen | PV | SUN | SUN | IPCO | M |  | 0 | 0 | 0 | 0 | 0 | 0 | 0 | 0 | 0 | 0 | 0 | 0 | 0 | 0 | 0 | 0 | 0 | 0 | 0 | 0 | 0 | 0 | 0 | 0 | 0 | 0 | 0 | 0 | 0 | 0 | 0 | 0 | 0 | 0 | 0 | 0 | 12283 | 24872 | 31605 | 41906 | 46342 | 45536 | 58318 | 48289 | 41450 | 27055 | 8942 | 14562 | 12283 | 24872 | 31605 | 41906 | 46342 | 45536 | 58318 | 48289 | 41450 | 27055 | 8942 | 14562 | 1401 | 2837 | 3605 | 4780 | 5286 | 5194 | 6652 | 5508 | 4728 | 3086 | 1020 | 1661 | 0 | 0 | 401160 | 401160 | 45758 | 2020 | solar PV | TRUE
60012 | N | . | American Falls Solar II | American Falls Solar II, LLC | 59758 | ID | MTN | WECC |  | 22 | 2 | NAICS-22 Non-Cogen | PV | SUN | SUN | IPCO | M |  | 0 | 0 | 0 | 0 | 0 | 0 | 0 | 0 | 0 | 0 | 0 | 0 | 0 | 0 | 0 | 0 | 0 | 0 | 0 | 0 | 0 | 0 | 0 | 0 | 0 | 0 | 0 | 0 | 0 | 0 | 0 | 0 | 0 | 0 | 0 | 0 | 12572 | 25600 | 33560 | 43537 | 46351 | 45317 | 58599 | 48718 | 41652 | 28335 | 9179 | 14255 | 12572 | 25600 | 33560 | 43537 | 46351 | 45317 | 58599 | 48718 | 41652 | 28335 | 9179 | 14255 | 1434 | 2920 | 3828 | 4966 | 5287 | 5169 | 6684 | 5557 | 4751 | 3232 | 1047 | 1626 | 0 | 0 | 407675 | 407675 | 46501 | 2020 | solar PV | TRUE
60013 | N | . | Grant Wind, LLC | Southern Power Co | 17650 | OK | WSC | MRO |  | 22 | 2 | NAICS-22 Non-Cogen | WT | WND | WND | SWPP | A |  | 0 | 0 | 0 | 0 | 0 | 0 | 0 | 0 | 0 | 0 | 0 | 0 | 0 | 0 | 0 | 0 | 0 | 0 | 0 | 0 | 0 | 0 | 0 | 0 | 0 | 0 | 0 | 0 | 0 | 0 | 0 | 0 | 0 | 0 | 0 | 0 | 458453 | 443955 | 434599 | 471542 | 373998 | 535279 | 319792 | 326973 | 317915 | 416188 | 486941 | 412291 | 458453 | 443955 | 434599 | 471542 | 373998 | 535279 | 319792 | 326973 | 317915 | 416188 | 486941 | 412291 | 52292.986 | 50639.338 | 49572.152 | 53786.043 | 42659.745 | 61056.13 | 36476.753 | 37295.906 | 36262.691 | 47472.131 | 55542.468 | 47027.657 | 0 | 0 | 4997926 | 4997926 | 570084 | 2020 | onshore wind | TRUE
60014 | N | . | Manatee Solar Energy Center | Florida Power & Light Co | 6452 | FL | SAT | SERC |  | 22 | 1 | Electric Utility | PV | SUN | SUN | FPL | M |  | 0 | 0 | 0 | 0 | 0 | 0 | 0 | 0 | 0 | 0 | 0 | 0 | 0 | 0 | 0 | 0 | 0 | 0 | 0 | 0 | 0 | 0 | 0 | 0 | 0 | 0 | 0 | 0 | 0 | 0 | 0 | 0 | 0 | 0 | 0 | 0 | 112796 | 115418 | 142350 | 120950 | 142569 | 122265 | 128016 | 108062 | 107597 | 106615 | 103266 | 106326 | 112796 | 115418 | 142350 | 120950 | 142569 | 122265 | 128016 | 108062 | 107597 | 106615 | 103266 | 106326 | 12866 | 13165 | 16237 | 13796 | 16262 | 13946 | 14602 | 12326 | 12273 | 12161 | 11779 | 12128 | 0 | 0 | 1416230 | 1416230 | 161541 | 2020 | solar PV | TRUE
60015 | N | . | Findlay Wind Farm | Findlay Wind Farm | 59760 | OH | ENC | RFC |  | 326 | 6 | Industrial NAICS Non-Cogen | WT | WND | WND | PJM | A |  | 0 | 0 | 0 | 0 | 0 | 0 | 0 | 0 | 0 | 0 | 0 | 0 | 0 | 0 | 0 | 0 | 0 | 0 | 0 | 0 | 0 | 0 | 0 | 0 | 0 | 0 | 0 | 0 | 0 | 0 | 0 | 0 | 0 | 0 | 0 | 0 | 6532 | 6261 | 6015 | 5862 | 6173 | 4923 | 2857 | 2611 | 4316 | 5733 | 8138 | 7929 | 6532 | 6261 | 6015 | 5862 | 6173 | 4923 | 2857 | 2611 | 4316 | 5733 | 8138 | 7929 | 745.041 | 714.125 | 686.092 | 668.632 | 704.071 | 561.49 | 325.922 | 297.787 | 492.269 | 653.936 | 928.273 | 904.362 | 0 | 0 | 67350 | 67350 | 7682 | 2020 | onshore wind | FALSE
60016 | N | . | MESA 1 | PUD 1 of Snohomish County | 17470 | WA | PACC | WECC |  | 22 | 1 | Electric Utility | BA | MWH | OTH | BPAT | M | megawatthours | 0 | 0 | 0 | 0 | 0 | 0 | 0 | 0 | 0 | 0 | 0 | 0 | 0 | 0 | 0 | 0 | 0 | 0 | 0 | 0 | 0 | 0 | 0 | 0 | 0 | 0 | 0 | 0 | 0 | 0 | 0 | 0 | 0 | 0 | 0 | 0 | 0 | 0 | 0 | 0 | 0 | 0 | 0 | 0 | 0 | 0 | 0 | 0 | 0 | 0 | 0 | 0 | 0 | 0 | 0 | 0 | 0 | 0 | 0 | 0 | 0 | 0 | 0 | 0 | 0 | 0 | 0 | 0 | 0 | 0 | 0 | 0 | 0 | 0 | 0 | 0 | 0 | 2020 | other | TRUE
60017 | N | . | Domino Farms Solar | DTE Electric Company | 5109 | MI | ENC | RFC |  | 22 | 1 | Electric Utility | PV | SUN | SUN | MISO | M |  | 0 | 0 | 0 | 0 | 0 | 0 | 0 | 0 | 0 | 0 | 0 | 0 | 0 | 0 | 0 | 0 | 0 | 0 | 0 | 0 | 0 | 0 | 0 | 0 | 0 | 0 | 0 | 0 | 0 | 0 | 0 | 0 | 0 | 0 | 0 | 0 | 430 | 666 | 929 | 1210 | 1245 | 1622 | 1561 | 0 | 1254 | 912 | 815 | 342 | 430 | 666 | 929 | 1210 | 1245 | 1622 | 1561 | 0 | 1254 | 912 | 815 | 342 | 49 | 76 | 106 | 138 | 142 | 185 | 178 | 0 | 143 | 104 | 93 | 39 | 0 | 0 | 10986 | 10986 | 1253 | 2020 | solar PV | TRUE
60018 | N | . | Ford World Headquarters | DTE Electric Company | 5109 | MI | ENC | RFC |  | 22 | 1 | Electric Utility | PV | SUN | SUN | MISO | M |  | 0 | 0 | 0 | 0 | 0 | 0 | 0 | 0 | 0 | 0 | 0 | 0 | 0 | 0 | 0 | 0 | 0 | 0 | 0 | 0 | 0 | 0 | 0 | 0 | 0 | 0 | 0 | 0 | 0 | 0 | 0 | 0 | 0 | 0 | 0 | 0 | 771 | 298 | 544 | 789 | 938 | 1096 | 1052 | 0 | 693 | 456 | 324 | 140 | 771 | 298 | 544 | 789 | 938 | 1096 | 1052 | 0 | 693 | 456 | 324 | 140 | 88 | 34 | 62 | 90 | 107 | 125 | 120 | 0 | 79 | 52 | 37 | 16 | 0 | 0 | 7101 | 7101 | 810 | 2020 | solar PV | TRUE
60019 | N | . | Greenwood Solar Farm | DTE Electric Company | 5109 | MI | ENC | RFC |  | 22 | 1 | Electric Utility | PV | SUN | SUN | MISO | M |  | 0 | 0 | 0 | 0 | 0 | 0 | 0 | 0 | 0 | 0 | 0 | 0 | 0 | 0 | 0 | 0 | 0 | 0 | 0 | 0 | 0 | 0 | 0 | 0 | 0 | 0 | 0 | 0 | 0 | 0 | 0 | 0 | 0 | 0 | 0 | 0 | 675 | 1227 | 1508 | 1876 | 2113 | 2946 | 7662 | 0 | 1964 | 1438 | 1245 | 491 | 675 | 1227 | 1508 | 1876 | 2113 | 2946 | 7662 | 0 | 1964 | 1438 | 1245 | 491 | 77 | 140 | 172 | 214 | 241 | 336 | 874 | 0 | 224 | 164 | 142 | 56 | 0 | 0 | 23145 | 23145 | 2640 | 2020 | solar PV | TRUE
60021 | N | . | MESA 2 | PUD 1 of Snohomish County | 17470 | WA | PACC | WECC |  | 22 | 1 | Electric Utility | BA | MWH | OTH | BPAT | A | megawatthours | 4 | 4 | 6 | 5 | 5 | 5 | 5 | 5 | 6 | 6 | 6 | 6 | 4 | 4 | 6 | 5 | 5 | 5 | 5 | 5 | 6 | 6 | 6 | 6 | 0 | 0 | 0 | 0 | 0 | 0 | 0 | 0 | 0 | 0 | 0 | 0 | 0 | 0 | 0 | 0 | 0 | 0 | 0 | 0 | 0 | 0 | 0 | 0 | 0 | 0 | 0 | 0 | 0 | 0 | 0 | 0 | 0 | 0 | 0 | 0 | -4.987 | -4.065 | -5.796 | -5.189 | -4.979 | -4.529 | -5.32 | -5.241 | -5.605 | -5.952 | -5.746 | -5.591 | 63 | 63 | 0 | 0 | -63 | 2020 | other | TRUE
60022 | N | . | Oxford | CVI CleanCapital Solar 6 | 63621 | MA | NEW | NPCC |  | 22 | 2 | NAICS-22 Non-Cogen | PV | SUN | SUN | ISNE | A |  | 0 | 0 | 0 | 0 | 0 | 0 | 0 | 0 | 0 | 0 | 0 | 0 | 0 | 0 | 0 | 0 | 0 | 0 | 0 | 0 | 0 | 0 | 0 | 0 | 0 | 0 | 0 | 0 | 0 | 0 | 0 | 0 | 0 | 0 | 0 | 0 | 1486 | 1947 | 2962 | 2840 | 4004 | 3783 | 3725 | 3522 | 3058 | 2223 | 1590 | 1210 | 1486 | 1947 | 2962 | 2840 | 4004 | 3783 | 3725 | 3522 | 3058 | 2223 | 1590 | 1210 | 169.529 | 222.057 | 337.878 | 323.958 | 456.72 | 431.507 | 424.941 | 401.698 | 348.777 | 253.573 | 181.348 | 138.014 | 0 | 0 | 32350 | 32350 | 3690 | 2020 | solar PV | TRUE
60023 | N | . | SR Jenkins Ft Lupton | SR Jenkins, LLC | 59766 | CO | MTN | WECC |  | 22 | 2 | NAICS-22 Non-Cogen | PV | SUN | SUN | PSCO | A |  | 0 | 0 | 0 | 0 | 0 | 0 | 0 | 0 | 0 | 0 | 0 | 0 | 0 | 0 | 0 | 0 | 0 | 0 | 0 | 0 | 0 | 0 | 0 | 0 | 0 | 0 | 0 | 0 | 0 | 0 | 0 | 0 | 0 | 0 | 0 | 0 | 15745 | 16586 | 25408 | 28396 | 32974 | 31968 | 33132 | 27003 | 26317 | 19829 | 17087 | 12911 | 15745 | 16586 | 25408 | 28396 | 32974 | 31968 | 33132 | 27003 | 26317 | 19829 | 17087 | 12911 | 1795.931 | 1891.832 | 2898.173 | 3239.002 | 3761.152 | 3646.387 | 3779.171 | 3080.101 | 3001.798 | 2261.774 | 1949.027 | 1472.652 | 0 | 0 | 287356 | 287356 | 32777 | 2020 | solar PV | TRUE
60024 | N | . | Waipio Solar | Waipio PV, LLC | 59764 | HI | PACN |  |  | 22 | 2 | NAICS-22 Non-Cogen | PV | SUN | SUN | HECO | M |  | 0 | 0 | 0 | 0 | 0 | 0 | 0 | 0 | 0 | 0 | 0 | 0 | 0 | 0 | 0 | 0 | 0 | 0 | 0 | 0 | 0 | 0 | 0 | 0 | 0 | 0 | 0 | 0 | 0 | 0 | 0 | 0 | 0 | 0 | 0 | 0 | 25538 | 36488 | 49078 | 61343 | 79657 | 68865 | 64814 | 73888 | 81691 | 58730 | 51760 | 47202 | 25538 | 36488 | 49078 | 61343 | 79657 | 68865 | 64814 | 73888 | 81691 | 58730 | 51760 | 47202 | 2913 | 4162 | 5598 | 6997 | 9086 | 7855 | 7393 | 8428 | 9318 | 6699 | 5904 | 5384 | 0 | 0 | 699054 | 699054 | 79737 | 2020 | solar PV | TRUE
60025 | Y | . | Eight Flags Energy | Eight Flags Energy LLC | 59765 | FL | SAT | SERC |  | 22 | 3 | NAICS-22 Cogen | GT | NG | NG | JEA | A | mcf | 125737 | 124258 | 141923 | 139413 | 140554 | 161126 | 173814 | 175154 | 157199 | 153823 | 127129 | 116105 | 125737 | 124258 | 141923 | 139413 | 140554 | 161126 | 173814 | 175154 | 157199 | 153823 | 127129 | 116105 | 1 | 1 | 1 | 1 | 1 | 1 | 1 | 1 | 1 | 1 | 1 | 1 | 125737 | 124258 | 141923 | 139413 | 140554 | 161126 | 173814 | 175154 | 157199 | 153823 | 127129 | 116105 | 125737 | 124258 | 141923 | 139413 | 140554 | 161126 | 173814 | 175154 | 157199 | 153823 | 127129 | 116105 | 12211.202 | 12067.739 | 13783.335 | 13539.503 | 13650.378 | 15648.308 | 16880.495 | 17010.644 | 15266.93 | 14939.013 | 12346.558 | 11275.895 | 1736235 | 1736235 | 1736235 | 1736235 | 168620 | 2020 | natural gas peaker | TRUE
60026 | N | . | Little Rock Pham Solar | Terraform Arcadia | 63249 | CA | PACC | WECC |  | 22 | 2 | NAICS-22 Non-Cogen | PV | SUN | SUN | LDWP | A |  | 0 | 0 | 0 | 0 | 0 | 0 | 0 | 0 | 0 | 0 | 0 | 0 | 0 | 0 | 0 | 0 | 0 | 0 | 0 | 0 | 0 | 0 | 0 | 0 | 0 | 0 | 0 | 0 | 0 | 0 | 0 | 0 | 0 | 0 | 0 | 0 | 3681 | 4989 | 4882 | 6153 | 8053 | 8019 | 9057 | 7504 | 5892 | 5446 | 4306 | 3409 | 3681 | 4989 | 4882 | 6153 | 8053 | 8019 | 9057 | 7504 | 5892 | 5446 | 4306 | 3409 | 419.816 | 569.08 | 556.88 | 701.825 | 918.513 | 914.656 | 1033.119 | 855.911 | 672.059 | 621.202 | 491.106 | 388.833 | 0 | 0 | 71391 | 71391 | 8143 | 2020 | solar PV | TRUE
60027 | N | . | Adera Solar | Sustainable Power Group, LLC | 58661 | CA | PACC | WECC |  | 22 | 2 | NAICS-22 Non-Cogen | PV | SUN | SUN | CISO | A |  | 0 | 0 | 0 | 0 | 0 | 0 | 0 | 0 | 0 | 0 | 0 | 0 | 0 | 0 | 0 | 0 | 0 | 0 | 0 | 0 | 0 | 0 | 0 | 0 | 0 | 0 | 0 | 0 | 0 | 0 | 0 | 0 | 0 | 0 | 0 | 0 | 16686 | 22619 | 22134 | 27895 | 36507 | 36354 | 41062 | 34019 | 26712 | 24690 | 19519 | 15455 | 16686 | 22619 | 22134 | 27895 | 36507 | 36354 | 41062 | 34019 | 26712 | 24690 | 19519 | 15455 | 1903.269 | 2579.976 | 2524.663 | 3181.786 | 4164.16 | 4146.673 | 4683.736 | 3880.346 | 3046.837 | 2816.274 | 2226.472 | 1762.808 | 0 | 0 | 323652 | 323652 | 36917 | 2020 | solar PV | TRUE
60029 | N | . | CES VMT Solar | Consolidated Edison Solutions Inc | 57365 | MD | SAT | RFC |  | 22 | 2 | NAICS-22 Non-Cogen | PV | SUN | SUN | PJM | A |  | 0 | 0 | 0 | 0 | 0 | 0 | 0 | 0 | 0 | 0 | 0 | 0 | 0 | 0 | 0 | 0 | 0 | 0 | 0 | 0 | 0 | 0 | 0 | 0 | 0 | 0 | 0 | 0 | 0 | 0 | 0 | 0 | 0 | 0 | 0 | 0 | 777 | 883 | 1122 | 1258 | 1438 | 1550 | 1540 | 1284 | 1139 | 978 | 883 | 651 | 777 | 883 | 1122 | 1258 | 1438 | 1550 | 1540 | 1284 | 1139 | 978 | 883 | 651 | 88.654 | 100.702 | 127.93 | 143.507 | 164.047 | 176.765 | 175.625 | 146.418 | 129.923 | 111.502 | 100.695 | 74.232 | 0 | 0 | 13503 | 13503 | 1540 | 2020 | solar PV | TRUE
60030 | N | . | Pecan Solar | Dominion Renewable Energy | 58468 | NC | SAT | SERC |  | 22 | 2 | NAICS-22 Non-Cogen | PV | SUN | SUN | PJM | M |  | 0 | 0 | 0 | 0 | 0 | 0 | 0 | 0 | 0 | 0 | 0 | 0 | 0 | 0 | 0 | 0 | 0 | 0 | 0 | 0 | 0 | 0 | 0 | 0 | 0 | 0 | 0 | 0 | 0 | 0 | 0 | 0 | 0 | 0 | 0 | 0 | 76492 | 73634 | 103766 | 145427 | 140640 | 152256 | 182196 | 131584 | 116268 | 104923 | 89353 | 69382 | 76492 | 73634 | 103766 | 145427 | 140640 | 152256 | 182196 | 131584 | 116268 | 104923 | 89353 | 69382 | 8725 | 8399 | 11836 | 16588 | 16042 | 17367 | 20782 | 15009 | 13262 | 11968 | 10192 | 7914 | 0 | 0 | 1385921 | 1385921 | 158084 | 2020 | solar PV | TRUE
60032 | N | . | SunE Rochester | SunE Solar XVI Lessor, LLC | 59773 | CA | PACC | WECC |  | 22 | 2 | NAICS-22 Non-Cogen | PV | SUN | SUN | CISO | A |  | 0 | 0 | 0 | 0 | 0 | 0 | 0 | 0 | 0 | 0 | 0 | 0 | 0 | 0 | 0 | 0 | 0 | 0 | 0 | 0 | 0 | 0 | 0 | 0 | 0 | 0 | 0 | 0 | 0 | 0 | 0 | 0 | 0 | 0 | 0 | 0 | 0 | 0 | 0 | 0 | 0 | 0 | 0 | 0 | 0 | 0 | 0 | 0 | 0 | 0 | 0 | 0 | 0 | 0 | 0 | 0 | 0 | 0 | 0 | 0 | 0 | 0 | 0 | 0 | 0 | 0 | 0 | 0 | 0 | 0 | 0 | 0 | 0 | 0 | 0 | 0 | 0 | 2020 | solar PV | TRUE
60033 | N | . | CA Flats Solar 130, LLC | California Flats Solar 130, LLC | 61423 | CA | PACC | WECC |  | 22 | 2 | NAICS-22 Non-Cogen | PV | SUN | SUN | CISO | M |  | 0 | 0 | 0 | 0 | 0 | 0 | 0 | 0 | 0 | 0 | 0 | 0 | 0 | 0 | 0 | 0 | 0 | 0 | 0 | 0 | 0 | 0 | 0 | 0 | 0 | 0 | 0 | 0 | 0 | 0 | 0 | 0 | 0 | 0 | 0 | 0 | 158586 | 218070 | 192103 | 261204 | 357027 | 360631 | 377104 | 301269 | 238208 | 203535 | 169492 | 150924 | 158586 | 218070 | 192103 | 261204 | 357027 | 360631 | 377104 | 301269 | 238208 | 203535 | 169492 | 150924 | 18089 | 24874 | 21912 | 29794 | 40724 | 41135 | 43014 | 34364 | 27171 | 23216 | 19333 | 17215 | 0 | 0 | 2988153 | 2988153 | 340841 | 2020 | solar PV | TRUE
60034 | N | . | CA Flats Solar 150, LLC | CD Arevon USA, Inc. | 61230 | CA | PACC | WECC |  | 22 | 2 | NAICS-22 Non-Cogen | PV | SUN | SUN | CISO | M |  | 0 | 0 | 0 | 0 | 0 | 0 | 0 | 0 | 0 | 0 | 0 | 0 | 0 | 0 | 0 | 0 | 0 | 0 | 0 | 0 | 0 | 0 | 0 | 0 | 0 | 0 | 0 | 0 | 0 | 0 | 0 | 0 | 0 | 0 | 0 | 0 | 166573 | 230730 | 209277 | 284586 | 389413 | 390456 | 424165 | 320013 | 257566 | 225461 | 183064 | 163005 | 166573 | 230730 | 209277 | 284586 | 389413 | 390456 | 424165 | 320013 | 257566 | 225461 | 183064 | 163005 | 19000 | 26318 | 23871 | 32461 | 44418 | 44537 | 48382 | 36502 | 29379 | 25717 | 20881 | 18593 | 0 | 0 | 3244309 | 3244309 | 370059 | 2020 | solar PV | TRUE
60035 | N | . | Tequesquite Landfill Solar PV Project | Solar Star California XXXI, LLC | 59775 | CA | PACC | WECC |  | 22 | 2 | NAICS-22 Non-Cogen | PV | SUN | SUN | CISO | A |  | 0 | 0 | 0 | 0 | 0 | 0 | 0 | 0 | 0 | 0 | 0 | 0 | 0 | 0 | 0 | 0 | 0 | 0 | 0 | 0 | 0 | 0 | 0 | 0 | 0 | 0 | 0 | 0 | 0 | 0 | 0 | 0 | 0 | 0 | 0 | 0 | 6288 | 8524 | 8341 | 10512 | 13758 | 13700 | 15474 | 12820 | 10066 | 9304 | 7356 | 5824 | 6288 | 8524 | 8341 | 10512 | 13758 | 13700 | 15474 | 12820 | 10066 | 9304 | 7356 | 5824 | 717.241 | 972.252 | 951.407 | 1199.041 | 1569.244 | 1562.654 | 1765.044 | 1462.29 | 1148.186 | 1061.3 | 839.035 | 664.306 | 0 | 0 | 121967 | 121967 | 13912 | 2020 | solar PV | TRUE
60036 | N | . | CCBC-Catonsville | Constellation Solar Holding, LLC | 58491 | MD | SAT | RFC |  | 22 | 2 | NAICS-22 Non-Cogen | PV | SUN | SUN | PJM | A |  | 0 | 0 | 0 | 0 | 0 | 0 | 0 | 0 | 0 | 0 | 0 | 0 | 0 | 0 | 0 | 0 | 0 | 0 | 0 | 0 | 0 | 0 | 0 | 0 | 0 | 0 | 0 | 0 | 0 | 0 | 0 | 0 | 0 | 0 | 0 | 0 | 1380 | 1567 | 1991 | 2234 | 2553 | 2751 | 2733 | 2279 | 2022 | 1735 | 1567 | 1155 | 1380 | 1567 | 1991 | 2234 | 2553 | 2751 | 2733 | 2279 | 2022 | 1735 | 1567 | 1155 | 157.39 | 178.779 | 227.118 | 254.771 | 291.236 | 313.816 | 311.791 | 259.939 | 230.655 | 197.952 | 178.767 | 131.786 | 0 | 0 | 23967 | 23967 | 2734 | 2020 | solar PV | TRUE
60038 | N | . | Owens Corning Headquarters | Constellation Solar Holding, LLC | 58491 | OH | ENC | RFC |  | 22 | 2 | NAICS-22 Non-Cogen | PV | SUN | SUN | PJM | A |  | 0 | 0 | 0 | 0 | 0 | 0 | 0 | 0 | 0 | 0 | 0 | 0 | 0 | 0 | 0 | 0 | 0 | 0 | 0 | 0 | 0 | 0 | 0 | 0 | 0 | 0 | 0 | 0 | 0 | 0 | 0 | 0 | 0 | 0 | 0 | 0 | 439 | 835 | 919 | 1341 | 1567 | 2052 | 2004 | 1903 | 1564 | 1024 | 888 | 446 | 439 | 835 | 919 | 1341 | 1567 | 2052 | 2004 | 1903 | 1564 | 1024 | 888 | 446 | 50.108 | 95.228 | 104.846 | 152.994 | 178.701 | 234.033 | 228.631 | 217.113 | 178.345 | 116.838 | 101.284 | 50.879 | 0 | 0 | 14982 | 14982 | 1709 | 2020 | solar PV | TRUE
60039 | N | . | Frontier Solar LLC | Frontier Solar, LLC | 59776 | CA | PACC | WECC |  | 22 | 2 | NAICS-22 Non-Cogen | PV | SUN | SUN | CISO | A |  | 0 | 0 | 0 | 0 | 0 | 0 | 0 | 0 | 0 | 0 | 0 | 0 | 0 | 0 | 0 | 0 | 0 | 0 | 0 | 0 | 0 | 0 | 0 | 0 | 0 | 0 | 0 | 0 | 0 | 0 | 0 | 0 | 0 | 0 | 0 | 0 | 22425 | 30398 | 29746 | 37489 | 49063 | 48857 | 55185 | 45719 | 35899 | 33182 | 26233 | 20770 | 22425 | 30398 | 29746 | 37489 | 49063 | 48857 | 55185 | 45719 | 35899 | 33182 | 26233 | 20770 | 2557.87 | 3467.317 | 3392.979 | 4276.109 | 5596.355 | 5572.853 | 6294.63 | 5214.927 | 4094.747 | 3784.886 | 2992.23 | 2369.097 | 0 | 0 | 434966 | 434966 | 49614 | 2020 | solar PV | TRUE
60040 | N | . | UI RCP New Haven Fuel Cell | United Illuminating Co | 19497 | CT | NEW | NPCC |  | 22 | 1 | Electric Utility | FC | NG | NG | ISNE | M | mcf | 11568 | 3731 | 14335 | 14813 | 13323 | 12107 | 12680 | 4741 | 12670 | 12679 | 13239 | 16106 | 11568 | 3731 | 14335 | 14813 | 13323 | 12107 | 12680 | 4741 | 12670 | 12679 | 13239 | 16106 | 1.034 | 1.034 | 1.034 | 1.034 | 1.034 | 1.034 | 1.034 | 1.034 | 1.034 | 1.034 | 1.034 | 1.034 | 11961 | 3858 | 14822 | 15317 | 13776 | 12519 | 13111 | 4902 | 13101 | 13110 | 13689 | 16654 | 11961 | 3858 | 14822 | 15317 | 13776 | 12519 | 13111 | 4902 | 13101 | 13110 | 13689 | 16654 | 567 | 173 | 1741 | 2001 | 2036 | 1796 | 1964 | 1150 | 1771 | 1965 | 1897 | 1834 | 141992 | 141992 | 146820 | 146820 | 18895 | 2020 | other | TRUE
60043 | N | . | Cuyama Solar, LLC | Cuyama Solar, LLC | 61112 | CA | PACC | WECC |  | 22 | 2 | NAICS-22 Non-Cogen | PV | SUN | SUN | CISO | M |  | 0 | 0 | 0 | 0 | 0 | 0 | 0 | 0 | 0 | 0 | 0 | 0 | 0 | 0 | 0 | 0 | 0 | 0 | 0 | 0 | 0 | 0 | 0 | 0 | 0 | 0 | 0 | 0 | 0 | 0 | 0 | 0 | 0 | 0 | 0 | 0 | 49911 | 70522 | 69163 | 56433 | 86057 | 94052 | 98261 | 72661 | 55828 | 65481 | 56670 | 42415 | 49911 | 70522 | 69163 | 56433 | 86057 | 94052 | 98261 | 72661 | 55828 | 65481 | 56670 | 42415 | 5693 | 8044 | 7889 | 6437 | 9816 | 10728 | 11208 | 8288 | 6368 | 7469 | 6464 | 4838 | 0 | 0 | 817454 | 817454 | 93242 | 2020 | solar PV | TRUE
60044 | N | . | Buckthorn Westex | Buckthorn Westex, LLC | 59777 | TX | WSC | TRE |  | 22 | 2 | NAICS-22 Non-Cogen | PV | SUN | SUN | ERCO | M |  | 0 | 0 | 0 | 0 | 0 | 0 | 0 | 0 | 0 | 0 | 0 | 0 | 0 | 0 | 0 | 0 | 0 | 0 | 0 | 0 | 0 | 0 | 0 | 0 | 0 | 0 | 0 | 0 | 0 | 0 | 0 | 0 | 0 | 0 | 0 | 0 | 156701 | 153563 | 186009 | 235333 | 345437 | 400512 | 414223 | 376613 | 223734 | 294045 | 251262 | 149355 | 156701 | 153563 | 186009 | 235333 | 345437 | 400512 | 414223 | 376613 | 223734 | 294045 | 251262 | 149355 | 17874 | 17516 | 21217 | 26843 | 39402 | 45684 | 47248 | 42958 | 25520 | 33540 | 28660 | 17036 | 0 | 0 | 3186787 | 3186787 | 363498 | 2020 | solar PV | TRUE
60045 | N | . | Shoreham Solar Commons | Shoreham Solar Commons, LLC | 59779 | NY | MAT | NPCC |  | 22 | 2 | NAICS-22 Non-Cogen | PV | SUN | SUN | NYIS | M |  | 0 | 0 | 0 | 0 | 0 | 0 | 0 | 0 | 0 | 0 | 0 | 0 | 0 | 0 | 0 | 0 | 0 | 0 | 0 | 0 | 0 | 0 | 0 | 0 | 0 | 0 | 0 | 0 | 0 | 0 | 0 | 0 | 0 | 0 | 0 | 0 | 25626 | 28615 | 39373 | 38952 | 52111 | 51436 | 49744 | 44177 | 42739 | 29992 | 26503 | 18244 | 25626 | 28615 | 39373 | 38952 | 52111 | 51436 | 49744 | 44177 | 42739 | 29992 | 26503 | 18244 | 2923 | 3264 | 4491 | 4443 | 5944 | 5867 | 5674 | 5039 | 4875 | 3421 | 3023 | 2081 | 0 | 0 | 447512 | 447512 | 51045 | 2020 | solar PV | TRUE
60046 | N | . | Portage Solar | Ecos Energy LLC | 58135 | IN | ENC | RFC |  | 22 | 2 | NAICS-22 Non-Cogen | PV | SUN | SUN | MISO | A |  | 0 | 0 | 0 | 0 | 0 | 0 | 0 | 0 | 0 | 0 | 0 | 0 | 0 | 0 | 0 | 0 | 0 | 0 | 0 | 0 | 0 | 0 | 0 | 0 | 0 | 0 | 0 | 0 | 0 | 0 | 0 | 0 | 0 | 0 | 0 | 0 | 679 | 1009 | 1484 | 1821 | 2147 | 2640 | 2536 | 2384 | 1866 | 1474 | 1002 | 729 | 679 | 1009 | 1484 | 1821 | 2147 | 2640 | 2536 | 2384 | 1866 | 1474 | 1002 | 729 | 77.495 | 115.085 | 169.25 | 207.735 | 244.887 | 301.08 | 289.252 | 271.925 | 212.809 | 168.119 | 114.267 | 83.096 | 0 | 0 | 19771 | 19771 | 2255 | 2020 | solar PV | TRUE
60047 | N | . | Middlebury Solar | Ecos Energy LLC | 58135 | IN | ENC | RFC |  | 22 | 2 | NAICS-22 Non-Cogen | PV | SUN | SUN | MISO | A |  | 0 | 0 | 0 | 0 | 0 | 0 | 0 | 0 | 0 | 0 | 0 | 0 | 0 | 0 | 0 | 0 | 0 | 0 | 0 | 0 | 0 | 0 | 0 | 0 | 0 | 0 | 0 | 0 | 0 | 0 | 0 | 0 | 0 | 0 | 0 | 0 | 700 | 1039 | 1529 | 1876 | 2212 | 2719 | 2612 | 2456 | 1922 | 1518 | 1032 | 750 | 700 | 1039 | 1529 | 1876 | 2212 | 2719 | 2612 | 2456 | 1922 | 1518 | 1032 | 750 | 79.833 | 118.555 | 174.354 | 213.999 | 252.271 | 310.159 | 297.974 | 280.125 | 219.226 | 173.189 | 117.713 | 85.602 | 0 | 0 | 20365 | 20365 | 2323 | 2020 | solar PV | TRUE
60048 | N | . | TWE Chocowinity Solar, LLC | Cypress Creek Renewables | 61060 | NC | SAT | SERC |  | 22 | 2 | NAICS-22 Non-Cogen | PV | SUN | SUN | DUK | A |  | 0 | 0 | 0 | 0 | 0 | 0 | 0 | 0 | 0 | 0 | 0 | 0 | 0 | 0 | 0 | 0 | 0 | 0 | 0 | 0 | 0 | 0 | 0 | 0 | 0 | 0 | 0 | 0 | 0 | 0 | 0 | 0 | 0 | 0 | 0 | 0 | 3376 | 3470 | 4438 | 6028 | 6033 | 5869 | 6565 | 5272 | 4465 | 4527 | 3786 | 3199 | 3376 | 3470 | 4438 | 6028 | 6033 | 5869 | 6565 | 5272 | 4465 | 4527 | 3786 | 3199 | 385.117 | 395.786 | 506.249 | 687.619 | 688.165 | 669.499 | 748.886 | 601.324 | 509.272 | 516.313 | 431.825 | 364.945 | 0 | 0 | 57028 | 57028 | 6505 | 2020 | solar PV | TRUE
60049 | N | . | Golden Hills Wind | Golden Hills Wind, LLC | 59780 | CA | PACC | WECC |  | 22 | 2 | NAICS-22 Non-Cogen | WT | WND | WND | CISO | A |  | 0 | 0 | 0 | 0 | 0 | 0 | 0 | 0 | 0 | 0 | 0 | 0 | 0 | 0 | 0 | 0 | 0 | 0 | 0 | 0 | 0 | 0 | 0 | 0 | 0 | 0 | 0 | 0 | 0 | 0 | 0 | 0 | 0 | 0 | 0 | 0 | 128811 | 132040 | 191410 | 258063 | 263324 | 292027 | 286722 | 244281 | 135235 | 147342 | 112756 | 110728 | 128811 | 132040 | 191410 | 258063 | 263324 | 292027 | 286722 | 244281 | 135235 | 147342 | 112756 | 110728 | 14692.721 | 15061.038 | 21833.054 | 29435.759 | 30035.812 | 33309.747 | 32704.702 | 27863.739 | 15425.463 | 16806.484 | 12861.408 | 12630.073 | 0 | 0 | 2302739 | 2302739 | 262660 | 2020 | onshore wind | TRUE
60050 | N | . | Innovative Solar 10 | Cypress Creek Renewables | 61060 | NC | SAT | SERC |  | 22 | 2 | NAICS-22 Non-Cogen | PV | SUN | SUN | DUK | A |  | 0 | 0 | 0 | 0 | 0 | 0 | 0 | 0 | 0 | 0 | 0 | 0 | 0 | 0 | 0 | 0 | 0 | 0 | 0 | 0 | 0 | 0 | 0 | 0 | 0 | 0 | 0 | 0 | 0 | 0 | 0 | 0 | 0 | 0 | 0 | 0 | 1246 | 1281 | 1638 | 2225 | 2227 | 2166 | 2423 | 1946 | 1648 | 1671 | 1397 | 1181 | 1246 | 1281 | 1638 | 2225 | 2227 | 2166 | 2423 | 1946 | 1648 | 1671 | 1397 | 1181 | 142.148 | 146.085 | 186.857 | 253.8 | 254.002 | 247.113 | 276.414 | 221.949 | 187.973 | 190.571 | 159.387 | 134.701 | 0 | 0 | 21049 | 21049 | 2401 | 2020 | solar PV | TRUE
60051 | N | . | Innovative Solar 18, LLC | Cypress Creek Renewables | 61060 | NC | SAT | SERC |  | 22 | 2 | NAICS-22 Non-Cogen | PV | SUN | SUN | DUK | A |  | 0 | 0 | 0 | 0 | 0 | 0 | 0 | 0 | 0 | 0 | 0 | 0 | 0 | 0 | 0 | 0 | 0 | 0 | 0 | 0 | 0 | 0 | 0 | 0 | 0 | 0 | 0 | 0 | 0 | 0 | 0 | 0 | 0 | 0 | 0 | 0 | 1877 | 1929 | 2468 | 3352 | 3355 | 3264 | 3651 | 2931 | 2483 | 2517 | 2105 | 1779 | 1877 | 1929 | 2468 | 3352 | 3355 | 3264 | 3651 | 2931 | 2483 | 2517 | 2105 | 1779 | 214.139 | 220.07 | 281.492 | 382.339 | 382.643 | 372.264 | 416.406 | 334.357 | 283.172 | 287.087 | 240.109 | 202.922 | 0 | 0 | 31711 | 31711 | 3617 | 2020 | solar PV | TRUE
60052 | N | . | Innovative Solar 26, LLC | Cypress Creek Renewables | 61060 | NC | SAT | SERC |  | 22 | 2 | NAICS-22 Non-Cogen | PV | SUN | SUN | DUK | A |  | 0 | 0 | 0 | 0 | 0 | 0 | 0 | 0 | 0 | 0 | 0 | 0 | 0 | 0 | 0 | 0 | 0 | 0 | 0 | 0 | 0 | 0 | 0 | 0 | 0 | 0 | 0 | 0 | 0 | 0 | 0 | 0 | 0 | 0 | 0 | 0 | 1809 | 1859 | 2378 | 3231 | 3233 | 3145 | 3518 | 2825 | 2393 | 2426 | 2029 | 1715 | 1809 | 1859 | 2378 | 3231 | 3233 | 3145 | 3518 | 2825 | 2393 | 2426 | 2029 | 1715 | 206.382 | 212.1 | 271.296 | 368.492 | 368.785 | 358.782 | 401.324 | 322.247 | 272.917 | 276.69 | 231.413 | 195.572 | 0 | 0 | 30561 | 30561 | 3486 | 2020 | solar PV | TRUE
60053 | N | . | Innovative Solar 63, LLC | Cypress Creek Renewables | 61060 | NC | SAT | SERC |  | 22 | 2 | NAICS-22 Non-Cogen | PV | SUN | SUN | DUK | A |  | 0 | 0 | 0 | 0 | 0 | 0 | 0 | 0 | 0 | 0 | 0 | 0 | 0 | 0 | 0 | 0 | 0 | 0 | 0 | 0 | 0 | 0 | 0 | 0 | 0 | 0 | 0 | 0 | 0 | 0 | 0 | 0 | 0 | 0 | 0 | 0 | 4470 | 4594 | 5876 | 7981 | 7987 | 7771 | 8692 | 6979 | 5911 | 5993 | 5012 | 4236 | 4470 | 4594 | 5876 | 7981 | 7987 | 7771 | 8692 | 6979 | 5911 | 5993 | 5012 | 4236 | 509.86 | 523.983 | 670.225 | 910.341 | 911.065 | 886.353 | 991.453 | 796.096 | 674.228 | 683.549 | 571.695 | 483.152 | 0 | 0 | 75502 | 75502 | 8612 | 2020 | solar PV | TRUE
60054 | N | . | UI RCP Bridgeport Seaside | United Illuminating Co | 19497 | CT | NEW | NPCC |  | 22 | 1 | Electric Utility | FC | NG | NG | ISNE | M | mcf | 12377 | 9872 | 11200 | 9279 | 11902 | 15900 | 16192 | 10136 | 13090 | 13397 | 15900 | 12428 | 12377 | 9872 | 11200 | 9279 | 11902 | 15900 | 16192 | 10136 | 13090 | 13397 | 15900 | 12428 | 1.034 | 1.034 | 1.034 | 1.034 | 1.034 | 1.034 | 1.034 | 1.034 | 1.034 | 1.034 | 1.034 | 1.034 | 12798 | 10208 | 11581 | 9594 | 12307 | 16441 | 16743 | 10481 | 13535 | 13852 | 16441 | 12851 | 12798 | 10208 | 11581 | 9594 | 12307 | 16441 | 16743 | 10481 | 13535 | 13852 | 16441 | 12851 | 1280 | 1023 | 1392 | 1346 | 495 | 1927 | 2050 | 1918 | 1971 | 2029 | 1791 | 1851 | 151673 | 151673 | 156832 | 156832 | 19073 | 2020 | other | TRUE
60054 | N | . | UI RCP Bridgeport Seaside | United Illuminating Co | 19497 | CT | NEW | NPCC |  | 22 | 1 | Electric Utility | PV | SUN | SUN | ISNE | M |  | 0 | 0 | 0 | 0 | 0 | 0 | 0 | 0 | 0 | 0 | 0 | 0 | 0 | 0 | 0 | 0 | 0 | 0 | 0 | 0 | 0 | 0 | 0 | 0 | 0 | 0 | 0 | 0 | 0 | 0 | 0 | 0 | 0 | 0 | 0 | 0 | 1561 | 1561 | 2727 | 2174 | 3472 | 3060 | 3112 | 2165 | 2858 | 1946 | 1727 | 1008 | 1561 | 1561 | 2727 | 2174 | 3472 | 3060 | 3112 | 2165 | 2858 | 1946 | 1727 | 1008 | 178 | 178 | 311 | 248 | 396 | 349 | 355 | 247 | 326 | 222 | 197 | 115 | 0 | 0 | 27371 | 27371 | 3122 | 2020 | solar PV | TRUE
60055 | N | . | Innovative Solar 16 | Cypress Creek Renewables | 61060 | NC | SAT | SERC |  | 22 | 2 | NAICS-22 Non-Cogen | PV | SUN | SUN | DUK | A |  | 0 | 0 | 0 | 0 | 0 | 0 | 0 | 0 | 0 | 0 | 0 | 0 | 0 | 0 | 0 | 0 | 0 | 0 | 0 | 0 | 0 | 0 | 0 | 0 | 0 | 0 | 0 | 0 | 0 | 0 | 0 | 0 | 0 | 0 | 0 | 0 | 1732 | 1780 | 2277 | 3092 | 3095 | 3011 | 3368 | 2704 | 2290 | 2322 | 1942 | 1641 | 1732 | 1780 | 2277 | 3092 | 3095 | 3011 | 3368 | 2704 | 2290 | 2322 | 1942 | 1641 | 197.563 | 203.034 | 259.701 | 352.741 | 353.022 | 343.446 | 384.171 | 308.473 | 261.251 | 264.863 | 221.522 | 187.213 | 0 | 0 | 29254 | 29254 | 3337 | 2020 | solar PV | TRUE
60056 | N | . | Syncarpha Palmer, LLC | Syncarpha Palmer, LLC | 59785 | MA | NEW | NPCC |  | 22 | 2 | NAICS-22 Non-Cogen | PV | SUN | SUN | ISNE | A |  | 0 | 0 | 0 | 0 | 0 | 0 | 0 | 0 | 0 | 0 | 0 | 0 | 0 | 0 | 0 | 0 | 0 | 0 | 0 | 0 | 0 | 0 | 0 | 0 | 0 | 0 | 0 | 0 | 0 | 0 | 0 | 0 | 0 | 0 | 0 | 0 | 3153 | 4130 | 6285 | 6026 | 8495 | 8026 | 7904 | 7472 | 6488 | 4717 | 3373 | 2567 | 3153 | 4130 | 6285 | 6026 | 8495 | 8026 | 7904 | 7472 | 6488 | 4717 | 3373 | 2567 | 359.689 | 471.133 | 716.869 | 687.336 | 969.013 | 915.519 | 901.589 | 852.274 | 739.994 | 538 | 384.763 | 292.821 | 0 | 0 | 68636 | 68636 | 7829 | 2020 | solar PV | TRUE
60057 | N | . | Steel Bridge Solar, LLC | Steel Bridge Solar. LLC | 59788 | OR | PACC | WECC |  | 22 | 2 | NAICS-22 Non-Cogen | PV | SUN | SUN | PGE | A |  | 0 | 0 | 0 | 0 | 0 | 0 | 0 | 0 | 0 | 0 | 0 | 0 | 0 | 0 | 0 | 0 | 0 | 0 | 0 | 0 | 0 | 0 | 0 | 0 | 0 | 0 | 0 | 0 | 0 | 0 | 0 | 0 | 0 | 0 | 0 | 0 | 787 | 2042 | 2343 | 3423 | 3377 | 3800 | 4148 | 3566 | 2741 | 2402 | 1188 | 974 | 787 | 2042 | 2343 | 3423 | 3377 | 3800 | 4148 | 3566 | 2741 | 2402 | 1188 | 974 | 89.769 | 232.938 | 267.225 | 390.497 | 385.152 | 433.44 | 473.149 | 406.773 | 312.599 | 273.935 | 135.481 | 111.042 | 0 | 0 | 30791 | 30791 | 3512 | 2020 | solar PV | TRUE
60058 | N | . | River Bend Solar, LLC | River Bend Solar, LLC | 59790 | AL | ESC | SERC |  | 22 | 2 | NAICS-22 Non-Cogen | PV | SUN | SUN | TVA | M |  | 0 | 0 | 0 | 0 | . | 0 | 0 | 0 | 0 | 0 | 0 | 0 | 0 | 0 | 0 | 0 | . | 0 | 0 | 0 | 0 | 0 | 0 | 0 | 0 | 0 | 0 | 0 | . | 0 | 0 | 0 | 0 | 0 | 0 | 0 | 54233 | 67918 | 83795 | 138615 | . | 144778 | 165828 | 133960 | 104222 | 100514 | 84339 | 67769 | 54233 | 67918 | 83795 | 138615 | . | 144778 | 165828 | 133960 | 104222 | 100514 | 84339 | 67769 | 6186 | 7747 | 9558 | 15811 | . | 16514 | 18915 | 15280 | 11888 | 11465 | 9620 | 7730 | 0 | 0 | 1145971 | 1145971 | 130714 | 2020 | solar PV | TRUE
60059 | N | . | Los Vientos V Wind Power | Los Vientos Windpower V, LLC | 59792 | TX | WSC | TRE |  | 22 | 2 | NAICS-22 Non-Cogen | WT | WND | WND | ERCO | A |  | 0 | 0 | 0 | 0 | 0 | 0 | 0 | 0 | 0 | 0 | 0 | 0 | 0 | 0 | 0 | 0 | 0 | 0 | 0 | 0 | 0 | 0 | 0 | 0 | 0 | 0 | 0 | 0 | 0 | 0 | 0 | 0 | 0 | 0 | 0 | 0 | 278755 | 269861 | 268647 | 270480 | 281957 | 296723 | 244237 | 224229 | 182408 | 257130 | 260858 | 277832 | 278755 | 269861 | 268647 | 270480 | 281957 | 296723 | 244237 | 224229 | 182408 | 257130 | 260858 | 277832 | 31795.932 | 30781.41 | 30642.982 | 30852.077 | 32161.229 | 33845.432 | 27858.698 | 25576.475 | 20806.16 | 29329.343 | 29754.565 | 31690.697 | 0 | 0 | 3113117 | 3113117 | 355095 | 2020 | onshore wind | TRUE
60060 | N | . | Lindberg FIeld Solar | Lindberg Field Solar I LLC | 59791 | CA | PACC | WECC |  | 22 | 2 | NAICS-22 Non-Cogen | PV | SUN | SUN | CISO | A |  | 0 | 0 | 0 | 0 | 0 | 0 | 0 | 0 | 0 | 0 | 0 | 0 | 0 | 0 | 0 | 0 | 0 | 0 | 0 | 0 | 0 | 0 | 0 | 0 | 0 | 0 | 0 | 0 | 0 | 0 | 0 | 0 | 0 | 0 | 0 | 0 | 2388 | 3237 | 3168 | 3993 | 5225 | 5203 | 5877 | 4869 | 3823 | 3534 | 2794 | 2212 | 2388 | 3237 | 3168 | 3993 | 5225 | 5203 | 5877 | 4869 | 3823 | 3534 | 2794 | 2212 | 272.418 | 369.277 | 361.36 | 455.415 | 596.024 | 593.521 | 670.392 | 555.401 | 436.1 | 403.099 | 318.679 | 252.314 | 0 | 0 | 46323 | 46323 | 5284 | 2020 | solar PV | TRUE
60061 | N | . | Citrus Solar Energy Center Hybrid | Florida Power & Light Co | 6452 | FL | SAT | SERC |  | 22 | 1 | Electric Utility | BA | MWH | OTH | FPL | M | megawatthours | 89 | 144 | 169 | 137 | 197 | 166 | 175 | 180 | 150 | 118 | 129 | 136 | 89 | 144 | 169 | 137 | 197 | 166 | 175 | 180 | 150 | 118 | 129 | 136 | 0 | 0 | 0 | 0 | 0 | 0 | 0 | 0 | 0 | 0 | 0 | 0 | 0 | 0 | 0 | 0 | 0 | 0 | 0 | 0 | 0 | 0 | 0 | 0 | 0 | 0 | 0 | 0 | 0 | 0 | 0 | 0 | 0 | 0 | 0 | 0 | -4 | -14 | -4 | -5 | -15 | -11 | -6 | -161 | -8 | -6 | -6 | -2 | 1790 | 1790 | 0 | 0 | -242 | 2020 | other | TRUE
60061 | N | . | Citrus Solar Energy Center Hybrid | Florida Power & Light Co | 6452 | FL | SAT | SERC |  | 22 | 1 | Electric Utility | PV | SUN | SUN | FPL | M |  | 0 | 0 | 0 | 0 | 0 | 0 | 0 | 0 | 0 | 0 | 0 | 0 | 0 | 0 | 0 | 0 | 0 | 0 | 0 | 0 | 0 | 0 | 0 | 0 | 0 | 0 | 0 | 0 | 0 | 0 | 0 | 0 | 0 | 0 | 0 | 0 | 114392 | 114874 | 139825 | 117653 | 137712 | 120871 | 117565 | 116391 | 101890 | 95245 | 91501 | 99006 | 114392 | 114874 | 139825 | 117653 | 137712 | 120871 | 117565 | 116391 | 101890 | 95245 | 91501 | 99006 | 13048 | 13103 | 15949 | 13420 | 15708 | 13787 | 13410 | 13276 | 11622 | 10864 | 10437 | 11293 | 0 | 0 | 1366925 | 1366925 | 155917 | 2020 | solar PV | TRUE
60062 | N | . | Avalon Solar II | Avalon Solar Partners II, LLC | 59789 | AZ | MTN | WECC |  | 22 | 2 | NAICS-22 Non-Cogen | PV | SUN | SUN | TEPC | A |  | 0 | 0 | 0 | 0 | 0 | 0 | 0 | 0 | 0 | 0 | 0 | 0 | 0 | 0 | 0 | 0 | 0 | 0 | 0 | 0 | 0 | 0 | 0 | 0 | 0 | 0 | 0 | 0 | 0 | 0 | 0 | 0 | 0 | 0 | 0 | 0 | 22735 | 26255 | 29624 | 39599 | 42894 | 40981 | 41065 | 37753 | 34111 | 32157 | 22966 | 20386 | 22735 | 26255 | 29624 | 39599 | 42894 | 40981 | 41065 | 37753 | 34111 | 32157 | 22966 | 20386 | 2593.262 | 2994.743 | 3378.989 | 4516.878 | 4892.642 | 4674.432 | 4684.012 | 4306.299 | 3890.848 | 3668.016 | 2619.561 | 2325.318 | 0 | 0 | 390526 | 390526 | 44545 | 2020 | solar PV | TRUE
60063 | N | . | Live Oak Solar, LLC | Live Oak Solar, LLC | 59802 | GA | SAT | SERC |  | 22 | 2 | NAICS-22 Non-Cogen | PV | SUN | SUN | SOCO | M |  | 0 | 0 | 0 | 0 | 0 | 0 | 0 | 0 | 0 | 0 | 0 | 0 | 0 | 0 | 0 | 0 | 0 | 0 | 0 | 0 | 0 | 0 | 0 | 0 | 0 | 0 | 0 | 0 | 0 | 0 | 0 | 0 | 0 | 0 | 0 | 0 | 55241 | 52409 | 67629 | 86557 | 93158 | 84058 | 89292 | 77378 | 66848 | 70907 | 59800 | 57722 | 55241 | 52409 | 67629 | 86557 | 93158 | 84058 | 89292 | 77378 | 66848 | 70907 | 59800 | 57722 | 6301 | 5978 | 7714 | 9873 | 10626 | 9588 | 10185 | 8826 | 7625 | 8088 | 6821 | 6584 | 0 | 0 | 860999 | 860999 | 98209 | 2020 | solar PV | TRUE
60064 | N | . | White Pine Solar, LLC | White Pine Solar, LLC | 59803 | GA | SAT | SERC |  | 22 | 2 | NAICS-22 Non-Cogen | PV | SUN | SUN | SOCO | A |  | 0 | 0 | 0 | 0 | 0 | 0 | 0 | 0 | 0 | 0 | 0 | 0 | 0 | 0 | 0 | 0 | 0 | 0 | 0 | 0 | 0 | 0 | 0 | 0 | 0 | 0 | 0 | 0 | 0 | 0 | 0 | 0 | 0 | 0 | 0 | 0 | 96002 | 98912 | 135993 | 166184 | 192249 | 162957 | 176468 | 160643 | 126655 | 129261 | 107492 | 103437 | 96002 | 98912 | 135993 | 166184 | 192249 | 162957 | 176468 | 160643 | 126655 | 129261 | 107492 | 103437 | 10950.424 | 11282.294 | 15511.892 | 18955.637 | 21928.678 | 18587.514 | 20128.692 | 18323.655 | 14446.804 | 14743.996 | 12260.962 | 11798.452 | 0 | 0 | 1656253 | 1656253 | 188919 | 2020 | solar PV | TRUE
60065 | N | . | Federal Road Solar 1, LLC CSG | Federal Road Solar 1, LLC | 59804 | MA | NEW | NPCC |  | 22 | 2 | NAICS-22 Non-Cogen | PV | SUN | SUN | ISNE | A |  | 0 | 0 | 0 | 0 | 0 | 0 | 0 | 0 | 0 | 0 | 0 | 0 | 0 | 0 | 0 | 0 | 0 | 0 | 0 | 0 | 0 | 0 | 0 | 0 | 0 | 0 | 0 | 0 | 0 | 0 | 0 | 0 | 0 | 0 | 0 | 0 | 3161 | 4140 | 6300 | 6040 | 8516 | 8046 | 7923 | 7490 | 6503 | 4728 | 3381 | 2573 | 3161 | 4140 | 6300 | 6040 | 8516 | 8046 | 7923 | 7490 | 6503 | 4728 | 3381 | 2573 | 360.56 | 472.276 | 718.609 | 689.004 | 971.365 | 917.741 | 903.777 | 854.343 | 741.79 | 539.306 | 385.697 | 293.532 | 0 | 0 | 68801 | 68801 | 7848 | 2020 | solar PV | TRUE
60067 | N | . | BWC Swan Pond River CSG | BWC Swan Pond River, LLC | 59805 | MA | NEW | NPCC |  | 22 | 2 | NAICS-22 Non-Cogen | PV | SUN | SUN | ISNE | A |  | 0 | 0 | 0 | 0 | 0 | 0 | 0 | 0 | 0 | 0 | 0 | 0 | 0 | 0 | 0 | 0 | 0 | 0 | 0 | 0 | 0 | 0 | 0 | 0 | 0 | 0 | 0 | 0 | 0 | 0 | 0 | 0 | 0 | 0 | 0 | 0 | 825 | 1080 | 1644 | 1576 | 2222 | 2100 | 2068 | 1955 | 1697 | 1234 | 882 | 672 | 825 | 1080 | 1644 | 1576 | 2222 | 2100 | 2068 | 1955 | 1697 | 1234 | 882 | 672 | 94.091 | 123.244 | 187.527 | 179.801 | 253.486 | 239.492 | 235.848 | 222.948 | 193.576 | 140.736 | 100.651 | 76.6 | 0 | 0 | 17955 | 17955 | 2048 | 2020 | solar PV | TRUE
60068 | N | . | Grand View Solar Two | Grand View PV Solar Two, LLC | 59806 | ID | MTN | WECC |  | 22 | 2 | NAICS-22 Non-Cogen | PV | SUN | SUN | IPCO | M |  | 0 | 0 | 0 | 0 | 0 | 0 | 0 | 0 | 0 | 0 | 0 | 0 | 0 | 0 | 0 | 0 | 0 | 0 | 0 | 0 | 0 | 0 | 0 | 0 | 0 | 0 | 0 | 0 | 0 | 0 | 0 | 0 | 0 | 0 | 0 | 0 | 47140 | 101215 | 136932 | 182301 | 188210 | 177391 | 229897 | 183160 | 146286 | 121739 | 61860 | 59090 | 47140 | 101215 | 136932 | 182301 | 188210 | 177391 | 229897 | 183160 | 146286 | 121739 | 61860 | 59090 | 5377 | 11545 | 15619 | 20794 | 21468 | 20234 | 26223 | 20892 | 16686 | 13886 | 7056 | 6740 | 0 | 0 | 1635221 | 1635221 | 186520 | 2020 | solar PV | TRUE
60069 | N | . | Cedar Bluff Wind, LLC | Cedar Bluff Wind, LLC | 59817 | KS | WNC | MRO |  | 22 | 2 | NAICS-22 Non-Cogen | WT | WND | WND | SWPP | A |  | 0 | 0 | 0 | 0 | 0 | 0 | 0 | 0 | 0 | 0 | 0 | 0 | 0 | 0 | 0 | 0 | 0 | 0 | 0 | 0 | 0 | 0 | 0 | 0 | 0 | 0 | 0 | 0 | 0 | 0 | 0 | 0 | 0 | 0 | 0 | 0 | 624006 | 638501 | 651538 | 663478 | 602270 | 813096 | 502823 | 536106 | 567982 | 640983 | 738755 | 613868 | 624006 | 638501 | 651538 | 663478 | 602270 | 813096 | 502823 | 536106 | 567982 | 640983 | 738755 | 613868 | 71176.634 | 72830.032 | 74317.044 | 75679.05 | 68697.396 | 92745.117 | 57354.001 | 61150.436 | 64786.319 | 73113.172 | 84265.462 | 70020.337 | 0 | 0 | 7593406 | 7593406 | 866135 | 2020 | onshore wind | TRUE
60071 | N | . | Perry Solar Facility | Duke Energy Florida, LLC | 6455 | FL | SAT | SERC |  | 22 | 1 | Electric Utility | PV | SUN | SUN | FPC | A |  | 0 | 0 | 0 | 0 | 0 | 0 | 0 | 0 | 0 | 0 | 0 | 0 | 0 | 0 | 0 | 0 | 0 | 0 | 0 | 0 | 0 | 0 | 0 | 0 | 0 | 0 | 0 | 0 | 0 | 0 | 0 | 0 | 0 | 0 | 0 | 0 | 5357 | 5799 | 7730 | 7004 | 8263 | 7133 | 7313 | 6978 | 6043 | 5897 | 5159 | 5614 | 5357 | 5799 | 7730 | 7004 | 8263 | 7133 | 7313 | 6978 | 6043 | 5897 | 5159 | 5614 | 611.021 | 661.47 | 881.661 | 798.887 | 942.477 | 813.598 | 834.171 | 795.943 | 689.277 | 672.682 | 588.481 | 640.332 | 0 | 0 | 78290 | 78290 | 8930 | 2020 | solar PV | TRUE
60072 | N | . | Neisler Street Solar | Neisler Street Solar I, LLC | 59825 | NC | SAT | SERC |  | 22 | 2 | NAICS-22 Non-Cogen | PV | SUN | SUN | DUK | A |  | 0 | 0 | 0 | 0 | 0 | 0 | 0 | 0 | 0 | 0 | 0 | 0 | 0 | 0 | 0 | 0 | 0 | 0 | 0 | 0 | 0 | 0 | 0 | 0 | 0 | 0 | 0 | 0 | 0 | 0 | 0 | 0 | 0 | 0 | 0 | 0 | 1737 | 1785 | 2283 | 3101 | 3103 | 3019 | 3377 | 2712 | 2297 | 2328 | 1947 | 1646 | 1737 | 1785 | 2283 | 3101 | 3103 | 3019 | 3377 | 2712 | 2297 | 2328 | 1947 | 1646 | 198.094 | 203.582 | 260.401 | 353.693 | 353.974 | 344.373 | 385.207 | 309.305 | 261.956 | 265.578 | 222.119 | 187.718 | 0 | 0 | 29335 | 29335 | 3346 | 2020 | solar PV | TRUE
60073 | N | . | Leominster | Syncarpha Massachusetts, LLC | 59822 | MA | NEW | NPCC |  | 22 | 2 | NAICS-22 Non-Cogen | PV | SUN | SUN | ISNE | A |  | 0 | 0 | 0 | 0 | 0 | 0 | 0 | 0 | 0 | 0 | 0 | 0 | 0 | 0 | 0 | 0 | 0 | 0 | 0 | 0 | 0 | 0 | 0 | 0 | 0 | 0 | 0 | 0 | 0 | 0 | 0 | 0 | 0 | 0 | 0 | 0 | 1280 | 1677 | 2551 | 2446 | 3448 | 3258 | 3209 | 3033 | 2633 | 1915 | 1369 | 1042 | 1280 | 1677 | 2551 | 2446 | 3448 | 3258 | 3209 | 3033 | 2633 | 1915 | 1369 | 1042 | 146.007 | 191.245 | 290.996 | 279.008 | 393.348 | 371.634 | 365.979 | 345.961 | 300.383 | 218.389 | 156.186 | 118.864 | 0 | 0 | 27861 | 27861 | 3178 | 2020 | solar PV | TRUE
60074 | N | . | North Adams Landfill | Syncarpha North Adams, LLC | 59823 | MA | NEW | NPCC |  | 22 | 2 | NAICS-22 Non-Cogen | PV | SUN | SUN | ISNE | A |  | 0 | 0 | 0 | 0 | 0 | 0 | 0 | 0 | 0 | 0 | 0 | 0 | 0 | 0 | 0 | 0 | 0 | 0 | 0 | 0 | 0 | 0 | 0 | 0 | 0 | 0 | 0 | 0 | 0 | 0 | 0 | 0 | 0 | 0 | 0 | 0 | 1482 | 1941 | 2954 | 2832 | 3993 | 3773 | 3715 | 3512 | 3049 | 2217 | 1586 | 1207 | 1482 | 1941 | 2954 | 2832 | 3993 | 3773 | 3715 | 3512 | 3049 | 2217 | 1586 | 1207 | 169.072 | 221.455 | 336.962 | 323.08 | 455.482 | 430.337 | 423.789 | 400.609 | 347.832 | 252.885 | 180.857 | 137.64 | 0 | 0 | 32261 | 32261 | 3680 | 2020 | solar PV | TRUE
60075 | N | . | Fisher Road Solar | Fisher Road Solar I, LLC | 59824 | MA | NEW | NPCC |  | 22 | 2 | NAICS-22 Non-Cogen | PV | SUN | SUN | ISNE | A |  | 0 | 0 | 0 | 0 | 0 | 0 | 0 | 0 | 0 | 0 | 0 | 0 | 0 | 0 | 0 | 0 | 0 | 0 | 0 | 0 | 0 | 0 | 0 | 0 | 0 | 0 | 0 | 0 | 0 | 0 | 0 | 0 | 0 | 0 | 0 | 0 | 2975 | 3897 | 5929 | 5685 | 8015 | 7572 | 7457 | 7049 | 6120 | 4450 | 3182 | 2422 | 2975 | 3897 | 5929 | 5685 | 8015 | 7572 | 7457 | 7049 | 6120 | 4450 | 3182 | 2422 | 339.335 | 444.474 | 676.305 | 648.443 | 914.182 | 863.715 | 850.573 | 804.049 | 698.122 | 507.558 | 362.992 | 276.252 | 0 | 0 | 64753 | 64753 | 7386 | 2020 | solar PV | TRUE
60076 | N | . | Palmer Landfill | Syncarpha Bondsville, LLC | 59826 | MA | NEW | NPCC |  | 22 | 2 | NAICS-22 Non-Cogen | PV | SUN | SUN | ISNE | A |  | 0 | 0 | 0 | 0 | 0 | 0 | 0 | 0 | 0 | 0 | 0 | 0 | 0 | 0 | 0 | 0 | 0 | 0 | 0 | 0 | 0 | 0 | 0 | 0 | 0 | 0 | 0 | 0 | 0 | 0 | 0 | 0 | 0 | 0 | 0 | 0 | 2592 | 3396 | 5167 | 4954 | 6984 | 6598 | 6498 | 6142 | 5333 | 3877 | 2773 | 2110 | 2592 | 3396 | 5167 | 4954 | 6984 | 6598 | 6498 | 6142 | 5333 | 3877 | 2773 | 2110 | 295.688 | 387.305 | 589.318 | 565.04 | 796.598 | 752.623 | 741.171 | 700.631 | 608.328 | 442.275 | 316.303 | 240.72 | 0 | 0 | 56424 | 56424 | 6436 | 2020 | solar PV | TRUE
60077 | N | . | CED Avenal | Consolidated Edison Development Inc. | 56769 | CA | PACC | WECC |  | 22 | 2 | NAICS-22 Non-Cogen | PV | SUN | SUN | CISO | A |  | 0 | 0 | 0 | 0 | 0 | 0 | 0 | 0 | 0 | 0 | 0 | 0 | 0 | 0 | 0 | 0 | 0 | 0 | 0 | 0 | 0 | 0 | 0 | 0 | 0 | 0 | 0 | 0 | 0 | 0 | 0 | 0 | 0 | 0 | 0 | 0 | 18395 | 24936 | 24401 | 30752 | 40247 | 40078 | 45269 | 37504 | 29448 | 27220 | 21519 | 17038 | 18395 | 24936 | 24401 | 30752 | 40247 | 40078 | 45269 | 37504 | 29448 | 27220 | 21519 | 17038 | 2098.252 | 2844.284 | 2783.304 | 3507.747 | 4590.762 | 4571.483 | 5163.566 | 4277.872 | 3358.974 | 3104.79 | 2454.565 | 1943.401 | 0 | 0 | 356807 | 356807 | 40699 | 2020 | solar PV | TRUE
60078 | N | . | CED Ducor 1 | Consolidated Edison Development Inc. | 56769 | CA | PACC | WECC |  | 22 | 2 | NAICS-22 Non-Cogen | PV | SUN | SUN | CISO | A |  | 0 | 0 | 0 | 0 | 0 | 0 | 0 | 0 | 0 | 0 | 0 | 0 | 0 | 0 | 0 | 0 | 0 | 0 | 0 | 0 | 0 | 0 | 0 | 0 | 0 | 0 | 0 | 0 | 0 | 0 | 0 | 0 | 0 | 0 | 0 | 0 | 22494 | 30492 | 29838 | 37604 | 49215 | 49008 | 55355 | 45860 | 36009 | 33284 | 26314 | 20834 | 22494 | 30492 | 29838 | 37604 | 49215 | 49008 | 55355 | 45860 | 36009 | 33284 | 26314 | 20834 | 2565.756 | 3478.009 | 3403.443 | 4289.296 | 5613.613 | 5590.039 | 6314.042 | 5231.009 | 4107.375 | 3796.557 | 3001.458 | 2376.403 | 0 | 0 | 436307 | 436307 | 49767 | 2020 | solar PV | TRUE
60079 | N | . | CED Ducor 2 | Consolidated Edison Development Inc. | 56769 | CA | PACC | WECC |  | 22 | 2 | NAICS-22 Non-Cogen | PV | SUN | SUN | CISO | A |  | 0 | 0 | 0 | 0 | 0 | 0 | 0 | 0 | 0 | 0 | 0 | 0 | 0 | 0 | 0 | 0 | 0 | 0 | 0 | 0 | 0 | 0 | 0 | 0 | 0 | 0 | 0 | 0 | 0 | 0 | 0 | 0 | 0 | 0 | 0 | 0 | 22783 | 30884 | 30222 | 38088 | 49847 | 49638 | 56067 | 46450 | 36472 | 33712 | 26652 | 21102 | 22783 | 30884 | 30222 | 38088 | 49847 | 49638 | 56067 | 46450 | 36472 | 33712 | 26652 | 21102 | 2598.752 | 3522.736 | 3447.211 | 4344.456 | 5685.804 | 5661.926 | 6395.24 | 5298.28 | 4160.195 | 3845.381 | 3040.056 | 2406.963 | 0 | 0 | 441917 | 441917 | 50407 | 2020 | solar PV | TRUE
60080 | N | . | CED Ducor 3 | Consolidated Edison Development Inc. | 56769 | CA | PACC | WECC |  | 22 | 2 | NAICS-22 Non-Cogen | PV | SUN | SUN | CISO | A |  | 0 | 0 | 0 | 0 | 0 | 0 | 0 | 0 | 0 | 0 | 0 | 0 | 0 | 0 | 0 | 0 | 0 | 0 | 0 | 0 | 0 | 0 | 0 | 0 | 0 | 0 | 0 | 0 | 0 | 0 | 0 | 0 | 0 | 0 | 0 | 0 | 17084 | 23158 | 22662 | 28560 | 37378 | 37221 | 42042 | 34831 | 27349 | 25279 | 19985 | 15823 | 17084 | 23158 | 22662 | 28560 | 37378 | 37221 | 42042 | 34831 | 27349 | 25279 | 19985 | 15823 | 1948.691 | 2641.545 | 2584.912 | 3257.717 | 4263.535 | 4245.63 | 4795.51 | 3972.948 | 3119.548 | 2883.483 | 2279.605 | 1804.876 | 0 | 0 | 331372 | 331372 | 37798 | 2020 | solar PV | TRUE
60081 | N | . | CED Ducor 4 | Consolidated Edison Development Inc. | 56769 | CA | PACC | WECC |  | 22 | 2 | NAICS-22 Non-Cogen | PV | SUN | SUN | CISO | A |  | 0 | 0 | 0 | 0 | 0 | 0 | 0 | 0 | 0 | 0 | 0 | 0 | 0 | 0 | 0 | 0 | 0 | 0 | 0 | 0 | 0 | 0 | 0 | 0 | 0 | 0 | 0 | 0 | 0 | 0 | 0 | 0 | 0 | 0 | 0 | 0 | 22011 | 29837 | 29197 | 36797 | 48157 | 47955 | 54166 | 44875 | 35236 | 32569 | 25749 | 20386 | 22011 | 29837 | 29197 | 36797 | 48157 | 47955 | 54166 | 44875 | 35236 | 32569 | 25749 | 20386 | 2510.645 | 3403.301 | 3330.336 | 4197.161 | 5493.032 | 5469.964 | 6178.415 | 5118.647 | 4019.148 | 3715.007 | 2936.986 | 2325.358 | 0 | 0 | 426935 | 426935 | 48698 | 2020 | solar PV | TRUE
60082 | N | . | White Oak Solar, LLC | White Oak Solar, LLC | 59831 | GA | SAT | SERC |  | 22 | 2 | NAICS-22 Non-Cogen | PV | SUN | SUN | SOCO | A |  | 0 | 0 | 0 | 0 | 0 | 0 | 0 | 0 | 0 | 0 | 0 | 0 | 0 | 0 | 0 | 0 | 0 | 0 | 0 | 0 | 0 | 0 | 0 | 0 | 0 | 0 | 0 | 0 | 0 | 0 | 0 | 0 | 0 | 0 | 0 | 0 | 73442 | 75668 | 104035 | 127132 | 147071 | 124663 | 134999 | 122893 | 96892 | 98885 | 82232 | 79130 | 73442 | 75668 | 104035 | 127132 | 147071 | 124663 | 134999 | 122893 | 96892 | 98885 | 82232 | 79130 | 8377.128 | 8631.013 | 11866.677 | 14501.159 | 16775.551 | 14219.543 | 15398.552 | 14017.69 | 11051.879 | 11279.233 | 9379.699 | 9025.876 | 0 | 0 | 1267042 | 1267042 | 144524 | 2020 | solar PV | TRUE
60083 | N | . | Fresno Solar | Wellhead Services, Inc | 20323 | CA | PACC | WECC |  | 22 | 2 | NAICS-22 Non-Cogen | PV | SUN | SUN | CISO | A |  | 0 | 0 | 0 | 0 | 0 | 0 | 0 | 0 | 0 | 0 | 0 | 0 | 0 | 0 | 0 | 0 | 0 | 0 | 0 | 0 | 0 | 0 | 0 | 0 | 0 | 0 | 0 | 0 | 0 | 0 | 0 | 0 | 0 | 0 | 0 | 0 | 2888 | 3915 | 3831 | 4828 | 6319 | 6293 | 7108 | 5888 | 4624 | 4274 | 3379 | 2675 | 2888 | 3915 | 3831 | 4828 | 6319 | 6293 | 7108 | 5888 | 4624 | 4274 | 3379 | 2675 | 329.439 | 446.571 | 436.996 | 550.738 | 720.779 | 717.752 | 810.712 | 671.653 | 527.38 | 487.472 | 385.382 | 305.126 | 0 | 0 | 56022 | 56022 | 6390 | 2020 | solar PV | TRUE
60084 | Y | . | PCA-Valdosta Mill | PCA-Valdosta Mill | 59833 | GA | SAT | SERC |  | 32213 | 7 | Industrial NAICS Cogen | ST | BLQ | WWW | SOCO | AM | short tons | 42370 | 45778 | 47856 | 47570 | 50383 | 47645 | 50981 | 50811 | 48003 | 51285 | 50287 | 53076 | 7546 | 9246 | 9571 | 9672 | 10512 | 9506 | 10659 | 10549 | 9585 | 10065 | 9688 | 10073 | 11.9 | 11.9 | 11.9 | 11.8 | 11.8 | 12.2 | 12.1 | 12.1 | 12.1 | 12.3 | 12.3 | 12.3 | 504203 | 544758 | 569486 | 561326 | 594519 | 581269 | 616870 | 614813 | 580836 | 630806 | 618530 | 652835 | 89795 | 110032 | 113890 | 114125 | 124038 | 115976 | 128973 | 127639 | 115982 | 123805 | 119167 | 123893 | 12502.411 | 15319.978 | 15857.182 | 15889.822 | 17270.084 | 16147.628 | 17957.215 | 17771.476 | 16148.463 | 17237.688 | 16591.879 | 17249.941 | 586045 | 116672 | 7070251 | 1407315 | 195943.77 | 2020 | biomass | FALSE
60084 | Y | . | PCA-Valdosta Mill | PCA-Valdosta Mill | 59833 | GA | SAT | SERC |  | 32213 | 7 | Industrial NAICS Cogen | ST | NG | NG | SOCO | AM | mcf | 47131 | 29268 | 29071 | 35373 | 30833 | 66683 | 75333 | 19655 | 22286 | 10895 | 16348 | 20159 | 8394 | 5911 | 5814 | 7192 | 6433 | 13304 | 15750 | 4081 | 4450 | 2139 | 3149 | 3825 | 1.025 | 1.025 | 1.025 | 1.025 | 1.025 | 1.025 | 1.025 | 1.025 | 1.025 | 1.025 | 1.025 | 1.025 | 48309 | 30000 | 29798 | 36257 | 31604 | 68350 | 77216 | 20146 | 22843 | 11167 | 16757 | 20663 | 8604 | 6059 | 5959 | 7372 | 6594 | 13637 | 16144 | 4183 | 4561 | 2192 | 3228 | 3921 | 1197.895 | 843.667 | 829.71 | 1026.36 | 918.054 | 1898.762 | 2247.783 | 582.341 | 635.087 | 305.165 | 449.493 | 545.981 | 403035 | 80442 | 413110 | 82454 | 11480.298 | 2020 | natural gas nonpeaker - preexisting retiring | FALSE
60084 | Y | . | PCA-Valdosta Mill | PCA-Valdosta Mill | 59833 | GA | SAT | SERC |  | 32213 | 7 | Industrial NAICS Cogen | ST | OBL | ORW | SOCO | AM | barrels | 0 | 0 | 0 | 0 | 0 | 0 | 0 | 0 | 0 | 0 | 0 | 58 | 0 | 0 | 0 | 0 | 0 | 0 | 0 | 0 | 0 | 0 | 0 | 11 | 0 | 0 | 0 | 0 | 0 | 0 | 0 | 0 | 0 | 0 | 0 | 5.4 | 0 | 0 | 0 | 0 | 0 | 0 | 0 | 0 | 0 | 0 | 0 | 313 | 0 | 0 | 0 | 0 | 0 | 0 | 0 | 0 | 0 | 0 | 0 | 59 | 0 | 0 | 0 | 0 | 0 | 0 | 0 | 0 | 0 | 0 | 0 | 8.276 | 58 | 11 | 313 | 59 | 8.276 | 2020 | biomass | FALSE
60084 | Y | . | PCA-Valdosta Mill | PCA-Valdosta Mill | 59833 | GA | SAT | SERC |  | 32213 | 7 | Industrial NAICS Cogen | ST | RFO | RFO | SOCO | AM | barrels | 6 | 0 | 0 | 3 | 0 | 0 | 0 | 0 | 0 | 0 | 0 | 80 | 1 | 0 | 0 | 1 | 0 | 0 | 0 | 0 | 0 | 0 | 0 | 15 | 6.18 | 0 | 0 | 6.1 | 0 | 0 | 0 | 0 | 0 | 0 | 0 | 3 | 37 | 0 | 0 | 18 | 0 | 0 | 0 | 0 | 0 | 0 | 0 | 240 | 7 | 0 | 0 | 4 | 0 | 0 | 0 | 0 | 0 | 0 | 0 | 46 | 0.919 | 0 | 0 | 0.518 | 0 | 0 | 0 | 0 | 0 | 0 | 0 | 6.342 | 89 | 17 | 295 | 57 | 7.779 | 2020 | petroleum | FALSE
60084 | Y | . | PCA-Valdosta Mill | PCA-Valdosta Mill | 59833 | GA | SAT | SERC |  | 32213 | 7 | Industrial NAICS Cogen | ST | WDS | WWW | SOCO | AM | short tons | 26376 | 28678 | 29651 | 28366 | 29466 | 25522 | 30444 | 31826 | 30523 | 31584 | 31443 | 31555 | 4697 | 5792 | 5930 | 5767 | 6148 | 5092 | 6365 | 6607 | 6095 | 6199 | 6058 | 5988 | 9.89 | 9.9 | 9.9 | 9.9 | 9.9 | 9.9 | 9.9 | 9.9 | 9.9 | 9.9 | 9.9 | 9.9 | 260859 | 283912 | 293545 | 280823 | 291713 | 252668 | 301396 | 315077 | 302178 | 312682 | 311286 | 312395 | 46457 | 57345 | 58705 | 57095 | 60862 | 50413 | 63015 | 65412 | 60339 | 61369 | 59973 | 59285 | 6468.35 | 7984.328 | 8173.672 | 7949.452 | 8473.929 | 7019.101 | 8773.687 | 9107.468 | 8401.172 | 8544.484 | 8350.142 | 8254.442 | 355434 | 70738 | 3518534 | 700270 | 97500.227 | 2020 | biomass | FALSE
60085 | N | . | AVS Lancaster 1 | Tesla Inc. | 60947 | CA | PACC | WECC |  | 22 | 2 | NAICS-22 Non-Cogen | PV | SUN | SUN | CISO | A |  | 0 | 0 | 0 | 0 | 0 | 0 | 0 | 0 | 0 | 0 | 0 | 0 | 0 | 0 | 0 | 0 | 0 | 0 | 0 | 0 | 0 | 0 | 0 | 0 | 0 | 0 | 0 | 0 | 0 | 0 | 0 | 0 | 0 | 0 | 0 | 0 | 3365 | 4562 | 4464 | 5626 | 7363 | 7332 | 8282 | 6861 | 5388 | 4980 | 3937 | 3117 | 3365 | 4562 | 4464 | 5626 | 7363 | 7332 | 8282 | 6861 | 5388 | 4980 | 3937 | 3117 | 383.882 | 520.37 | 509.214 | 641.752 | 839.893 | 836.366 | 944.689 | 782.649 | 614.534 | 568.03 | 449.07 | 355.551 | 0 | 0 | 65277 | 65277 | 7446 | 2020 | solar PV | TRUE
60086 | N | . | US-TOPCO (Soccer Center) | Tesla Inc. | 60947 | CA | PACC | WECC |  | 22 | 2 | NAICS-22 Non-Cogen | PV | SUN | SUN | CISO | A |  | 0 | 0 | 0 | 0 | 0 | 0 | 0 | 0 | 0 | 0 | 0 | 0 | 0 | 0 | 0 | 0 | 0 | 0 | 0 | 0 | 0 | 0 | 0 | 0 | 0 | 0 | 0 | 0 | 0 | 0 | 0 | 0 | 0 | 0 | 0 | 0 | 2457 | 3331 | 3260 | 4108 | 5377 | 5354 | 6048 | 5010 | 3934 | 3636 | 2875 | 2276 | 2457 | 3331 | 3260 | 4108 | 5377 | 5354 | 6048 | 5010 | 3934 | 3636 | 2875 | 2276 | 280.307 | 379.969 | 371.823 | 468.602 | 613.282 | 610.707 | 689.803 | 571.483 | 448.727 | 414.77 | 327.907 | 259.62 | 0 | 0 | 47666 | 47666 | 5437 | 2020 | solar PV | TRUE
60087 | N | . | South Plains II | Onward Energy | 60453 | TX | WSC | TRE |  | 22 | 2 | NAICS-22 Non-Cogen | WT | WND | WND | ERCO | M |  | 0 | 0 | 0 | 0 | 0 | 0 | 0 | 0 | 0 | 0 | 0 | 0 | 0 | 0 | 0 | 0 | 0 | 0 | 0 | 0 | 0 | 0 | 0 | 0 | 0 | 0 | 0 | 0 | 0 | 0 | 0 | 0 | 0 | 0 | 0 | 0 | 814174 | 799822 | 808782 | 872658 | 814174 | 1013553 | 619818 | 643428 | 548279 | 779193 | 923823 | 801663 | 814174 | 799822 | 808782 | 872658 | 814174 | 1013553 | 619818 | 643428 | 548279 | 779193 | 923823 | 801663 | 92868 | 91231 | 92253 | 99539 | 92868 | 115610 | 70699 | 73392 | 62539 | 88878 | 105375 | 91441 | 0 | 0 | 9439367 | 9439367 | 1076693 | 2020 | onshore wind | TRUE
60088 | N | . | Sunflower Wind Project | Onward Energy | 60453 | ND | WNC | MRO |  | 22 | 2 | NAICS-22 Non-Cogen | WT | WND | WND | WACM | M |  | 0 | 0 | 0 | 0 | 0 | 0 | 0 | 0 | 0 | 0 | 0 | 0 | 0 | 0 | 0 | 0 | 0 | 0 | 0 | 0 | 0 | 0 | 0 | 0 | 0 | 0 | 0 | 0 | 0 | 0 | 0 | 0 | 0 | 0 | 0 | 0 | 349347 | 322617 | 324326 | 359017 | 343167 | 295939 | 248466 | 281052 | 370853 | 385003 | 405430 | 385967 | 349347 | 322617 | 324326 | 359017 | 343167 | 295939 | 248466 | 281052 | 370853 | 385003 | 405430 | 385967 | 39848 | 36799 | 36994 | 40951 | 39143 | 33756 | 28341 | 32058 | 42301 | 43915 | 46245 | 44025 | 0 | 0 | 4071184 | 4071184 | 464376 | 2020 | onshore wind | TRUE
60089 | N | . | Elkton Solar | SunE DB27, LLC | 59838 | MD | SAT | RFC |  | 22 | 2 | NAICS-22 Non-Cogen | PV | SUN | SUN | PJM | A |  | 0 | 0 | 0 | 0 | 0 | 0 | 0 | 0 | 0 | 0 | 0 | 0 | 0 | 0 | 0 | 0 | 0 | 0 | 0 | 0 | 0 | 0 | 0 | 0 | 0 | 0 | 0 | 0 | 0 | 0 | 0 | 0 | 0 | 0 | 0 | 0 | 1287 | 1462 | 1857 | 2083 | 2381 | 2566 | 2550 | 2126 | 1886 | 1619 | 1462 | 1078 | 1287 | 1462 | 1857 | 2083 | 2381 | 2566 | 2550 | 2126 | 1886 | 1619 | 1462 | 1078 | 146.798 | 166.747 | 211.833 | 237.624 | 271.636 | 292.696 | 290.807 | 242.445 | 215.132 | 184.63 | 166.736 | 122.916 | 0 | 0 | 22357 | 22357 | 2550 | 2020 | solar PV | TRUE
60091 | N | . | Kingbird B Solar, LLC | CD Arevon USA, Inc. | 61230 | CA | PACC | WECC |  | 22 | 2 | NAICS-22 Non-Cogen | PV | SUN | SUN | CISO | A |  | 0 | 0 | 0 | 0 | 0 | 0 | 0 | 0 | 0 | 0 | 0 | 0 | 0 | 0 | 0 | 0 | 0 | 0 | 0 | 0 | 0 | 0 | 0 | 0 | 0 | 0 | 0 | 0 | 0 | 0 | 0 | 0 | 0 | 0 | 0 | 0 | 25826 | 35008 | 34258 | 43175 | 56505 | 56267 | 63555 | 52654 | 41343 | 38215 | 30212 | 23920 | 25826 | 35008 | 34258 | 43175 | 56505 | 56267 | 63555 | 52654 | 41343 | 38215 | 30212 | 23920 | 2945.824 | 3993.208 | 3907.596 | 4924.67 | 6445.159 | 6418.093 | 7249.342 | 6005.88 | 4715.801 | 4358.943 | 3446.064 | 2728.42 | 0 | 0 | 500938 | 500938 | 57139 | 2020 | solar PV | TRUE
60092 | N | . | Blythe Solar II, LLC | Blythe Solar II, LLC | 59843 | CA | PACC | WECC |  | 22 | 2 | NAICS-22 Non-Cogen | PV | SUN | SUN | CISO | A |  | 0 | 0 | 0 | 0 | 0 | 0 | 0 | 0 | 0 | 0 | 0 | 0 | 0 | 0 | 0 | 0 | 0 | 0 | 0 | 0 | 0 | 0 | 0 | 0 | 0 | 0 | 0 | 0 | 0 | 0 | 0 | 0 | 0 | 0 | 0 | 0 | 125401 | 169988 | 166343 | 209639 | 274365 | 273213 | 308599 | 255665 | 200748 | 185557 | 146696 | 116147 | 125401 | 169988 | 166343 | 209639 | 274365 | 273213 | 308599 | 255665 | 200748 | 185557 | 146696 | 116147 | 14303.785 | 19389.48 | 18973.781 | 23912.303 | 31295.215 | 31163.79 | 35200.018 | 29162.243 | 22898.116 | 21165.348 | 16732.763 | 13248.158 | 0 | 0 | 2432361 | 2432361 | 277445 | 2020 | solar PV | TRUE
60093 | N | . | Blythe Solar 110, LLC | Blythe Solar 110, LLC | 59842 | CA | PACC | WECC |  | 22 | 2 | NAICS-22 Non-Cogen | PV | SUN | SUN | CISO | A |  | 0 | 0 | 0 | 0 | 0 | 0 | 0 | 0 | 0 | 0 | 0 | 0 | 0 | 0 | 0 | 0 | 0 | 0 | 0 | 0 | 0 | 0 | 0 | 0 | 0 | 0 | 0 | 0 | 0 | 0 | 0 | 0 | 0 | 0 | 0 | 0 | 133513 | 180984 | 177103 | 223200 | 292113 | 290886 | 328561 | 272204 | 213733 | 197560 | 156185 | 123660 | 133513 | 180984 | 177103 | 223200 | 292113 | 290886 | 328561 | 272204 | 213733 | 197560 | 156185 | 123660 | 15229.049 | 20643.722 | 20201.132 | 25459.111 | 33319.599 | 33179.672 | 37476.991 | 31048.652 | 24379.319 | 22534.465 | 17815.15 | 14105.138 | 0 | 0 | 2589702 | 2589702 | 295392 | 2020 | solar PV | TRUE
60094 | N | . | Blythe Solar III, LLC Hybrid | Blythe Solar III, LLC | 59844 | CA | PACC | WECC |  | 22 | 2 | NAICS-22 Non-Cogen | PV | SUN | SUN | CISO | M |  | . | . | . | . | 0 | 0 | 0 | 0 | 0 | 0 | 0 | 0 | . | . | . | . | 0 | 0 | 0 | 0 | 0 | 0 | 0 | 0 | . | . | . | . | 0 | 0 | 0 | 0 | 0 | 0 | 0 | 0 | . | . | . | . | 230309 | 362068 | 378515 | 333155 | 254217 | 148715 | 160445 | 88722 | . | . | . | . | 230309 | 362068 | 378515 | 333155 | 254217 | 148715 | 160445 | 88722 | . | . | . | . | 26270 | 41299 | 43175 | 38001 | 28997 | 16963 | 18301 | 10120 | 0 | 0 | 1956146 | 1956146 | 223126 | 2020 | solar PV | TRUE
60095 | N | . | Blythe Solar IV, LLC | Blythe Solar IV, LLC | 59845 | CA | PACC | WECC |  | 22 | 2 | NAICS-22 Non-Cogen | PV | SUN | SUN | CISO | M |  | . | . | . | . | . | . | 0 | 0 | 0 | 0 | 0 | 0 | . | . | . | . | . | . | 0 | 0 | 0 | 0 | 0 | 0 | . | . | . | . | . | . | 0 | 0 | 0 | 0 | 0 | 0 | . | . | . | . | . | . | 24425 | 158332 | 148118 | 124456 | 184370 | 140798 | . | . | . | . | . | . | 24425 | 158332 | 148118 | 124456 | 184370 | 140798 | . | . | . | . | . | . | 2786 | 18060 | 16895 | 14196 | 21030 | 16060 | 0 | 0 | 780499 | 780499 | 89027 | 2020 | solar PV | TRUE
60096 | N | . | Town of Chestertown- Chestertown WWTP | Tesla Inc. | 60947 | MD | SAT | RFC |  | 22 | 2 | NAICS-22 Non-Cogen | PV | SUN | SUN | PJM | A |  | 0 | 0 | 0 | 0 | 0 | 0 | 0 | 0 | 0 | 0 | 0 | 0 | 0 | 0 | 0 | 0 | 0 | 0 | 0 | 0 | 0 | 0 | 0 | 0 | 0 | 0 | 0 | 0 | 0 | 0 | 0 | 0 | 0 | 0 | 0 | 0 | 803 | 912 | 1159 | 1300 | 1486 | 1601 | 1591 | 1326 | 1177 | 1010 | 912 | 672 | 803 | 912 | 1159 | 1300 | 1486 | 1601 | 1591 | 1326 | 1177 | 1010 | 912 | 672 | 91.591 | 104.037 | 132.167 | 148.259 | 169.479 | 182.619 | 181.441 | 151.267 | 134.225 | 115.195 | 104.03 | 76.69 | 0 | 0 | 13949 | 13949 | 1591 | 2020 | solar PV | TRUE
60097 | N | . | Onondaga County - Metro Water Board | Tesla Inc. | 60947 | NY | MAT | NPCC |  | 22 | 2 | NAICS-22 Non-Cogen | PV | SUN | SUN | NYIS | A |  | 0 | 0 | 0 | 0 | 0 | 0 | 0 | 0 | 0 | 0 | 0 | 0 | 0 | 0 | 0 | 0 | 0 | 0 | 0 | 0 | 0 | 0 | 0 | 0 | 0 | 0 | 0 | 0 | 0 | 0 | 0 | 0 | 0 | 0 | 0 | 0 | 572 | 639 | 924 | 927 | 1217 | 1223 | 1163 | 988 | 972 | 690 | 635 | 430 | 572 | 639 | 924 | 927 | 1217 | 1223 | 1163 | 988 | 972 | 690 | 635 | 430 | 65.299 | 72.903 | 105.412 | 105.7 | 138.804 | 139.538 | 132.713 | 112.682 | 110.816 | 78.674 | 72.451 | 49.008 | 0 | 0 | 10380 | 10380 | 1184 | 2020 | solar PV | TRUE
60098 | N | . | Onondaga County - Oak Orchard WWTP | Tesla Inc. | 60947 | NY | MAT | NPCC |  | 22 | 2 | NAICS-22 Non-Cogen | PV | SUN | SUN | NYIS | A |  | 0 | 0 | 0 | 0 | 0 | 0 | 0 | 0 | 0 | 0 | 0 | 0 | 0 | 0 | 0 | 0 | 0 | 0 | 0 | 0 | 0 | 0 | 0 | 0 | 0 | 0 | 0 | 0 | 0 | 0 | 0 | 0 | 0 | 0 | 0 | 0 | 1017 | 1136 | 1642 | 1647 | 2162 | 2174 | 2068 | 1756 | 1726 | 1226 | 1129 | 764 | 1017 | 1136 | 1642 | 1647 | 2162 | 2174 | 2068 | 1756 | 1726 | 1226 | 1129 | 764 | 116.037 | 129.551 | 187.319 | 187.832 | 246.659 | 247.963 | 235.834 | 200.24 | 196.922 | 139.806 | 128.748 | 87.089 | 0 | 0 | 18447 | 18447 | 2104 | 2020 | solar PV | TRUE
60099 | N | . | Hewlett-Packard (HP) - Andover, MA | Tesla Inc. | 60947 | MA | NEW | NPCC |  | 22 | 2 | NAICS-22 Non-Cogen | PV | SUN | SUN | ISNE | A |  | 0 | 0 | 0 | 0 | 0 | 0 | 0 | 0 | 0 | 0 | 0 | 0 | 0 | 0 | 0 | 0 | 0 | 0 | 0 | 0 | 0 | 0 | 0 | 0 | 0 | 0 | 0 | 0 | 0 | 0 | 0 | 0 | 0 | 0 | 0 | 0 | 880 | 1153 | 1755 | 1683 | 2372 | 2241 | 2207 | 2086 | 1811 | 1317 | 942 | 717 | 880 | 1153 | 1755 | 1683 | 2372 | 2241 | 2207 | 2086 | 1811 | 1317 | 942 | 717 | 100.431 | 131.549 | 200.163 | 191.917 | 270.566 | 255.63 | 251.74 | 237.971 | 206.62 | 150.219 | 107.433 | 81.761 | 0 | 0 | 19164 | 19164 | 2186 | 2020 | solar PV | TRUE
60100 | N | . | Dinuba Energy | Dinuba Energy | 59849 | CA | PACC | WECC |  | 22 | 2 | NAICS-22 Non-Cogen | ST | AB | ORW | CISO | AM | short tons | 0 | 0 | 0 | 0 | 0 | 0 | 0 | 0 | 0 | 0 | 0 | 0 | 0 | 0 | 0 | 0 | 0 | 0 | 0 | 0 | 0 | 0 | 0 | 0 | 0 | 0 | 0 | 0 | 0 | 0 | 0 | 0 | 0 | 0 | 0 | 0 | 0 | 0 | 0 | 0 | 0 | 0 | 0 | 0 | 0 | 0 | 0 | 0 | 0 | 0 | 0 | 0 | 0 | 0 | 0 | 0 | 0 | 0 | 0 | 0 | 0 | 0 | 0 | 0 | 0 | 0 | 0 | 0 | 0 | 0 | 0 | 0 | 0 | 0 | 0 | 0 | 0 | 2020 | biomass | TRUE
60100 | N | . | Dinuba Energy | Dinuba Energy | 59849 | CA | PACC | WECC |  | 22 | 2 | NAICS-22 Non-Cogen | ST | NG | NG | CISO | AM | mcf | 0 | 0 | 0 | 0 | 0 | 0 | 0 | 0 | 0 | 0 | 0 | 0 | 0 | 0 | 0 | 0 | 0 | 0 | 0 | 0 | 0 | 0 | 0 | 0 | 0 | 0 | 0 | 0 | 0 | 0 | 0 | 0 | 0 | 0 | 0 | 0 | 0 | 0 | 0 | 0 | 0 | 0 | 0 | 0 | 0 | 0 | 0 | 0 | 0 | 0 | 0 | 0 | 0 | 0 | 0 | 0 | 0 | 0 | 0 | 0 | 0 | 0 | 0 | 0 | 0 | 0 | 0 | 0 | 0 | 0 | 0 | 0 | 0 | 0 | 0 | 0 | 0 | 2020 | natural gas nonpeaker - preexisting retiring | TRUE
60100 | N | . | Dinuba Energy | Dinuba Energy | 59849 | CA | PACC | WECC |  | 22 | 2 | NAICS-22 Non-Cogen | ST | WDS | WWW | CISO | AM | short tons | 0 | 0 | 0 | 0 | 0 | 0 | 0 | 0 | 0 | 0 | 0 | 0 | 0 | 0 | 0 | 0 | 0 | 0 | 0 | 0 | 0 | 0 | 0 | 0 | 0 | 0 | 0 | 0 | 0 | 0 | 0 | 0 | 0 | 0 | 0 | 0 | 0 | 0 | 0 | 0 | 0 | 0 | 0 | 0 | 0 | 0 | 0 | 0 | 0 | 0 | 0 | 0 | 0 | 0 | 0 | 0 | 0 | 0 | 0 | 0 | 0 | 0 | 0 | 0 | 0 | 0 | 0 | 0 | 0 | 0 | 0 | 0 | 0 | 0 | 0 | 0 | 0 | 2020 | biomass | TRUE
60101 | N | . | Shelby Randolph Road Solar 1, LLC | SRE Utility Solar 1, LLC | 61119 | NC | SAT | SERC |  | 22 | 2 | NAICS-22 Non-Cogen | PV | SUN | SUN | DUK | A |  | 0 | 0 | 0 | 0 | 0 | 0 | 0 | 0 | 0 | 0 | 0 | 0 | 0 | 0 | 0 | 0 | 0 | 0 | 0 | 0 | 0 | 0 | 0 | 0 | 0 | 0 | 0 | 0 | 0 | 0 | 0 | 0 | 0 | 0 | 0 | 0 | 1651 | 1696 | 2170 | 2947 | 2949 | 2869 | 3210 | 2577 | 2183 | 2213 | 1851 | 1564 | 1651 | 1696 | 2170 | 2947 | 2949 | 2869 | 3210 | 2577 | 2183 | 2213 | 1851 | 1564 | 188.266 | 193.482 | 247.482 | 336.146 | 336.413 | 327.288 | 366.096 | 293.96 | 248.96 | 252.402 | 211.1 | 178.405 | 0 | 0 | 27880 | 27880 | 3180 | 2020 | solar PV | TRUE
60102 | Y | . | Lorin Industries | Lorin Industries | 59876 | MI | ENC | RFC |  | 332 | 7 | Industrial NAICS Cogen | IC | NG | NG | MISO | A | mcf | 7846 | 6907 | 6572 | 5847 | 5924 | 6460 | 8693 | 6943 | 6018 | 6583 | 5034 | 6266 | 4205 | 3702 | 3522 | 3134 | 3175 | 3462 | 4659 | 3721 | 3225 | 3528 | 2698 | 3358 | 1.032 | 1.032 | 1.032 | 1.032 | 1.032 | 1.032 | 1.032 | 1.032 | 1.032 | 1.032 | 1.032 | 1.032 | 8097 | 7128 | 6782 | 6034 | 6114 | 6667 | 8971 | 7165 | 6211 | 6794 | 5195 | 6467 | 4340 | 3820 | 3635 | 3234 | 3277 | 3573 | 4808 | 3840 | 3328 | 3641 | 2784 | 3465 | 772.857 | 680.255 | 647.298 | 575.862 | 583.503 | 636.303 | 856.166 | 683.878 | 592.699 | 648.327 | 495.764 | 617.108 | 79093 | 42389 | 81625 | 43745 | 7790.02 | 2020 | natural gas peaker | FALSE
60104 | N | . | Javelina Wind Energy, LLC | Javelina Wind Energy, LLC | 59882 | TX | WSC | TRE |  | 22 | 2 | NAICS-22 Non-Cogen | WT | WND | WND | ERCO | M |  | 0 | 0 | 0 | 0 | 0 | 0 | 0 | 0 | 0 | 0 | 0 | 0 | 0 | 0 | 0 | 0 | 0 | 0 | 0 | 0 | 0 | 0 | 0 | 0 | 0 | 0 | 0 | 0 | 0 | 0 | 0 | 0 | 0 | 0 | 0 | 0 | 775055 | 695372 | 763536 | 620195 | 845253 | 724715 | 831725 | 597848 | 488962 | 601276 | 611823 | 737752 | 775055 | 695372 | 763536 | 620195 | 845253 | 724715 | 831725 | 597848 | 488962 | 601276 | 611823 | 737752 | 88406 | 79317 | 87092 | 70742 | 96413 | 82664 | 94870 | 68193 | 55773 | 68584 | 69787 | 84151 | 0 | 0 | 8293512 | 8293512 | 945992 | 2020 | onshore wind | TRUE
60105 | N | . | Lafayette Solar I, LLC | SRE Utility Solar 1, LLC | 61119 | NC | SAT | SERC |  | 22 | 2 | NAICS-22 Non-Cogen | PV | SUN | SUN | DUK | A |  | 0 | 0 | 0 | 0 | 0 | 0 | 0 | 0 | 0 | 0 | 0 | 0 | 0 | 0 | 0 | 0 | 0 | 0 | 0 | 0 | 0 | 0 | 0 | 0 | 0 | 0 | 0 | 0 | 0 | 0 | 0 | 0 | 0 | 0 | 0 | 0 | 1581 | 1625 | 2079 | 2824 | 2826 | 2749 | 3075 | 2469 | 2091 | 2120 | 1773 | 1499 | 1581 | 1625 | 2079 | 2824 | 2826 | 2749 | 3075 | 2469 | 2091 | 2120 | 1773 | 1499 | 180.391 | 185.39 | 237.131 | 322.087 | 322.343 | 313.599 | 350.785 | 281.666 | 238.548 | 241.846 | 202.271 | 170.943 | 0 | 0 | 26711 | 26711 | 3047 | 2020 | solar PV | TRUE
60106 | N | . | Rockingham Solar, LLC | SRE Utility Solar 1, LLC | 61119 | NC | SAT | SERC |  | 22 | 2 | NAICS-22 Non-Cogen | PV | SUN | SUN | DUK | A |  | 0 | 0 | 0 | 0 | 0 | 0 | 0 | 0 | 0 | 0 | 0 | 0 | 0 | 0 | 0 | 0 | 0 | 0 | 0 | 0 | 0 | 0 | 0 | 0 | 0 | 0 | 0 | 0 | 0 | 0 | 0 | 0 | 0 | 0 | 0 | 0 | 4722 | 4853 | 6207 | 8431 | 8438 | 8209 | 9183 | 7373 | 6245 | 6331 | 5295 | 4475 | 4722 | 4853 | 6207 | 8431 | 8438 | 8209 | 9183 | 7373 | 6245 | 6331 | 5295 | 4475 | 538.631 | 553.552 | 708.048 | 961.715 | 962.479 | 936.373 | 1047.404 | 841.022 | 712.276 | 722.124 | 603.958 | 510.418 | 0 | 0 | 79762 | 79762 | 9098 | 2020 | solar PV | TRUE
60107 | N | . | York Road Solar I, LLC | SRE Utility Solar 1, LLC | 61119 | NC | SAT | SERC |  | 22 | 2 | NAICS-22 Non-Cogen | PV | SUN | SUN | DUK | A |  | 0 | 0 | 0 | 0 | 0 | 0 | 0 | 0 | 0 | 0 | 0 | 0 | 0 | 0 | 0 | 0 | 0 | 0 | 0 | 0 | 0 | 0 | 0 | 0 | 0 | 0 | 0 | 0 | 0 | 0 | 0 | 0 | 0 | 0 | 0 | 0 | 1741 | 1789 | 2288 | 3108 | 3111 | 3026 | 3385 | 2718 | 2302 | 2334 | 1952 | 1650 | 1741 | 1789 | 2288 | 3108 | 3111 | 3026 | 3385 | 2718 | 2302 | 2334 | 1952 | 1650 | 198.569 | 204.068 | 261.024 | 354.538 | 354.82 | 345.196 | 386.128 | 310.045 | 262.582 | 266.213 | 222.65 | 188.167 | 0 | 0 | 29404 | 29404 | 3354 | 2020 | solar PV | TRUE
60108 | N | . | SID Solar I, LLC | SRE Utility Solar 1, LLC | 61119 | NC | SAT | SERC |  | 22 | 2 | NAICS-22 Non-Cogen | PV | SUN | SUN | DUK | A |  | 0 | 0 | 0 | 0 | 0 | 0 | 0 | 0 | 0 | 0 | 0 | 0 | 0 | 0 | 0 | 0 | 0 | 0 | 0 | 0 | 0 | 0 | 0 | 0 | 0 | 0 | 0 | 0 | 0 | 0 | 0 | 0 | 0 | 0 | 0 | 0 | 4035 | 4147 | 5304 | 7204 | 7210 | 7015 | 7846 | 6300 | 5336 | 5410 | 4524 | 3824 | 4035 | 4147 | 5304 | 7204 | 7210 | 7015 | 7846 | 6300 | 5336 | 5410 | 4524 | 3824 | 460.245 | 472.996 | 605.008 | 821.76 | 822.413 | 800.106 | 894.979 | 718.631 | 608.621 | 617.036 | 516.066 | 436.139 | 0 | 0 | 68155 | 68155 | 7774 | 2020 | solar PV | TRUE
60109 | N | . | UDR Glastonbury Fuel Cell | UIL Distributed Resources, LLC | 59885 | CT | NEW | NPCC |  | 22 | 2 | NAICS-22 Non-Cogen | FC | NG | NG | ISNE | A | mcf | 10859 | 10176 | 9222 | 9441 | 8371 | 11191 | 13453 | 11986 | 10565 | 8624 | 9641 | 10876 | 10859 | 10176 | 9222 | 9441 | 8371 | 11191 | 13453 | 11986 | 10565 | 8624 | 9641 | 10876 | 1.034 | 1.034 | 1.034 | 1.034 | 1.034 | 1.034 | 1.034 | 1.034 | 1.034 | 1.034 | 1.034 | 1.034 | 11228 | 10522 | 9536 | 9762 | 8656 | 11571 | 13910 | 12394 | 10924 | 8917 | 9969 | 11246 | 11228 | 10522 | 9536 | 9762 | 8656 | 11571 | 13910 | 12394 | 10924 | 8917 | 9969 | 11246 | 1249.816 | 1171.151 | 1061.399 | 1086.615 | 963.393 | 1288.014 | 1548.3 | 1379.457 | 1215.938 | 992.542 | 1109.627 | 1251.748 | 124405 | 124405 | 128635 | 128635 | 14318 | 2020 | other | TRUE
60110 | N | . | Town of Needham VNEM CSG | Tesla Inc. | 60947 | MA | NEW | NPCC |  | 22 | 2 | NAICS-22 Non-Cogen | PV | SUN | SUN | ISNE | A |  | 0 | 0 | 0 | 0 | 0 | 0 | 0 | 0 | 0 | 0 | 0 | 0 | 0 | 0 | 0 | 0 | 0 | 0 | 0 | 0 | 0 | 0 | 0 | 0 | 0 | 0 | 0 | 0 | 0 | 0 | 0 | 0 | 0 | 0 | 0 | 0 | 1347 | 1764 | 2684 | 2574 | 3629 | 3428 | 3376 | 3191 | 2771 | 2015 | 1441 | 1097 | 1347 | 1764 | 2684 | 2574 | 3629 | 3428 | 3376 | 3191 | 2771 | 2015 | 1441 | 1097 | 153.633 | 201.235 | 306.196 | 293.582 | 413.894 | 391.046 | 385.096 | 364.032 | 316.073 | 229.796 | 164.344 | 125.073 | 0 | 0 | 29317 | 29317 | 3344 | 2020 | solar PV | TRUE
60111 | N | . | Williamsburg Solar LLC VNEM CSG | Tesla Inc. | 60947 | MA | NEW | NPCC |  | 22 | 2 | NAICS-22 Non-Cogen | PV | SUN | SUN | ISNE | A |  | 0 | 0 | 0 | 0 | 0 | 0 | 0 | 0 | 0 | 0 | 0 | 0 | 0 | 0 | 0 | 0 | 0 | 0 | 0 | 0 | 0 | 0 | 0 | 0 | 0 | 0 | 0 | 0 | 0 | 0 | 0 | 0 | 0 | 0 | 0 | 0 | 1038 | 1360 | 2070 | 1984 | 2797 | 2643 | 2603 | 2460 | 2136 | 1553 | 1111 | 845 | 1038 | 1360 | 2070 | 1984 | 2797 | 2643 | 2603 | 2460 | 2136 | 1553 | 1111 | 845 | 118.441 | 155.139 | 236.057 | 226.332 | 319.085 | 301.47 | 296.883 | 280.644 | 243.671 | 177.157 | 126.698 | 96.423 | 0 | 0 | 22600 | 22600 | 2578 | 2020 | solar PV | TRUE
60112 | N | . | Oregon Convention Center | Tesla Inc. | 60947 | OR | PACC | WECC |  | 22 | 2 | NAICS-22 Non-Cogen | PV | SUN | SUN | PACW | A |  | 0 | 0 | 0 | 0 | 0 | 0 | 0 | 0 | 0 | 0 | 0 | 0 | 0 | 0 | 0 | 0 | 0 | 0 | 0 | 0 | 0 | 0 | 0 | 0 | 0 | 0 | 0 | 0 | 0 | 0 | 0 | 0 | 0 | 0 | 0 | 0 | 394 | 1022 | 1173 | 1714 | 1690 | 1902 | 2076 | 1785 | 1372 | 1202 | 595 | 487 | 394 | 1022 | 1173 | 1714 | 1690 | 1902 | 2076 | 1785 | 1372 | 1202 | 595 | 487 | 44.935 | 116.602 | 133.765 | 195.471 | 192.795 | 216.967 | 236.844 | 203.618 | 156.477 | 137.124 | 67.818 | 55.584 | 0 | 0 | 15412 | 15412 | 1758 | 2020 | solar PV | TRUE
60113 | N | . | Jackson Board of Education-Liberty HS | Tesla Inc. | 60947 | NJ | MAT | RFC |  | 22 | 2 | NAICS-22 Non-Cogen | PV | SUN | SUN | PJM | A |  | 0 | 0 | 0 | 0 | 0 | 0 | 0 | 0 | 0 | 0 | 0 | 0 | 0 | 0 | 0 | 0 | 0 | 0 | 0 | 0 | 0 | 0 | 0 | 0 | 0 | 0 | 0 | 0 | 0 | 0 | 0 | 0 | 0 | 0 | 0 | 0 | 774 | 870 | 1246 | 1296 | 1696 | 1780 | 1676 | 1448 | 1331 | 961 | 882 | 611 | 774 | 870 | 1246 | 1296 | 1696 | 1780 | 1676 | 1448 | 1331 | 961 | 882 | 611 | 88.317 | 99.225 | 142.113 | 147.782 | 193.407 | 203.024 | 191.217 | 165.219 | 151.809 | 109.625 | 100.593 | 69.669 | 0 | 0 | 14571 | 14571 | 1662 | 2020 | solar PV | TRUE
60114 | N | . | Oneida County- DPW | Tesla Inc. | 60947 | NY | MAT | NPCC |  | 22 | 2 | NAICS-22 Non-Cogen | PV | SUN | SUN | ISNE | A |  | 0 | 0 | 0 | 0 | 0 | 0 | 0 | 0 | 0 | 0 | 0 | 0 | 0 | 0 | 0 | 0 | 0 | 0 | 0 | 0 | 0 | 0 | 0 | 0 | 0 | 0 | 0 | 0 | 0 | 0 | 0 | 0 | 0 | 0 | 0 | 0 | 791 | 883 | 1276 | 1280 | 1680 | 1689 | 1607 | 1364 | 1342 | 952 | 877 | 593 | 791 | 883 | 1276 | 1280 | 1680 | 1689 | 1607 | 1364 | 1342 | 952 | 877 | 593 | 90.171 | 100.673 | 145.564 | 145.962 | 191.677 | 192.69 | 183.265 | 155.604 | 153.027 | 108.642 | 100.049 | 67.676 | 0 | 0 | 14334 | 14334 | 1635 | 2020 | solar PV | TRUE
60115 | N | . | Town of Halfmoon | Tesla Inc. | 60947 | NY | MAT | NPCC |  | 22 | 2 | NAICS-22 Non-Cogen | PV | SUN | SUN | ISNE | A |  | 0 | 0 | 0 | 0 | 0 | 0 | 0 | 0 | 0 | 0 | 0 | 0 | 0 | 0 | 0 | 0 | 0 | 0 | 0 | 0 | 0 | 0 | 0 | 0 | 0 | 0 | 0 | 0 | 0 | 0 | 0 | 0 | 0 | 0 | 0 | 0 | 609 | 680 | 983 | 986 | 1295 | 1302 | 1238 | 1051 | 1034 | 734 | 676 | 457 | 609 | 680 | 983 | 986 | 1295 | 1302 | 1238 | 1051 | 1034 | 734 | 676 | 457 | 69.49 | 77.583 | 112.178 | 112.485 | 147.714 | 148.495 | 141.231 | 119.915 | 117.929 | 83.724 | 77.102 | 52.154 | 0 | 0 | 11045 | 11045 | 1260 | 2020 | solar PV | TRUE
60116 | N | . | BJ's Wholesale Club, Inc- Uxbridge | Tesla Inc. | 60947 | MA | NEW | NPCC |  | 22 | 2 | NAICS-22 Non-Cogen | PV | SUN | SUN | ISNE | A |  | 0 | 0 | 0 | 0 | 0 | 0 | 0 | 0 | 0 | 0 | 0 | 0 | 0 | 0 | 0 | 0 | 0 | 0 | 0 | 0 | 0 | 0 | 0 | 0 | 0 | 0 | 0 | 0 | 0 | 0 | 0 | 0 | 0 | 0 | 0 | 0 | 372 | 487 | 742 | 711 | 1003 | 947 | 933 | 882 | 766 | 557 | 398 | 303 | 372 | 487 | 742 | 711 | 1003 | 947 | 933 | 882 | 766 | 557 | 398 | 303 | 42.451 | 55.604 | 84.607 | 81.121 | 114.366 | 108.052 | 106.408 | 100.588 | 87.336 | 63.496 | 45.411 | 34.56 | 0 | 0 | 8101 | 8101 | 924 | 2020 | solar PV | TRUE
60117 | N | . | Western Michigan Solar Gardens | Consumers Energy Co | 4254 | MI | ENC | RFC |  | 22 | 1 | Electric Utility | PV | SUN | SUN | MISO | M |  | 0 | 0 | 0 | 0 | 0 | 0 | 0 | 0 | 0 | 0 | 0 | 0 | 0 | 0 | 0 | 0 | 0 | 0 | 0 | 0 | 0 | 0 | 0 | 0 | 0 | 0 | 0 | 0 | 0 | 0 | 0 | 0 | 0 | 0 | 0 | 0 | 351 | 658 | 973 | 1236 | 1578 | 1841 | 1718 | 1762 | 1315 | 885 | 745 | 482 | 351 | 658 | 973 | 1236 | 1578 | 1841 | 1718 | 1762 | 1315 | 885 | 745 | 482 | 40 | 75 | 111 | 141 | 180 | 210 | 196 | 201 | 150 | 101 | 85 | 55 | 0 | 0 | 13544 | 13544 | 1545 | 2020 | solar PV | TRUE
60118 | N | . | Grand Valley Solar Gardens | Consumers Energy Co | 4254 | MI | ENC | RFC |  | 22 | 1 | Electric Utility | PV | SUN | SUN | MISO | M |  | 0 | 0 | 0 | 0 | 0 | 0 | 0 | 0 | 0 | 0 | 0 | 0 | 0 | 0 | 0 | 0 | 0 | 0 | 0 | 0 | 0 | 0 | 0 | 0 | 0 | 0 | 0 | 0 | 0 | 0 | 0 | 0 | 0 | 0 | 0 | 0 | 877 | 1762 | 2367 | 2832 | 4357 | 5208 | 4892 | 4752 | 3524 | 2385 | 2016 | 1017 | 877 | 1762 | 2367 | 2832 | 4357 | 5208 | 4892 | 4752 | 3524 | 2385 | 2016 | 1017 | 100 | 201 | 270 | 323 | 497 | 594 | 558 | 542 | 402 | 272 | 230 | 116 | 0 | 0 | 35989 | 35989 | 4105 | 2020 | solar PV | TRUE
60119 | N | . | Granby Hydro | Northern Water Hydropower Enterprise | 59893 | CO | MTN | WECC |  | 22131 | 4 | Commercial NAICS Non-Cogen | HY | WAT | HYC | PSCO | M |  | 0 | 0 | 0 | 0 | 0 | 0 | 0 | 0 | 0 | 0 | 0 | 0 | 0 | 0 | 0 | 0 | 0 | 0 | 0 | 0 | 0 | 0 | 0 | 0 | 0 | 0 | 0 | 0 | 0 | 0 | 0 | 0 | 0 | 0 | 0 | 0 | 1981 | 1552 | 1710 | 1613 | 6040 | 6952 | 7461 | 6987 | 5322 | 1824 | 1788 | 1771 | 1981 | 1552 | 1710 | 1613 | 6040 | 6952 | 7461 | 6987 | 5322 | 1824 | 1788 | 1771 | 226 | 177 | 195 | 184 | 689 | 793 | 851 | 797 | 607 | 208 | 204 | 202 | 0 | 0 | 45001 | 45001 | 5133 | 2020 | hydro | FALSE
60120 | Y | . | UCI Fuel Cell | UCI Fuel Cell, LLC | 59892 | CA | PACC | WECC |  | 22 | 3 | NAICS-22 Cogen | FC | NG | NG | CISO | A | mcf | 3547 | 3131 | 3476 | 2458 | 2311 | 3252 | 4549 | 5656 | 4926 | 5116 | 4086 | 4529 | 2478 | 2188 | 2429 | 1718 | 1615 | 2271 | 3178 | 3952 | 3441 | 3574 | 2854 | 3164 | 1.024 | 1.024 | 1.024 | 1.024 | 1.024 | 1.024 | 1.024 | 1.024 | 1.024 | 1.024 | 1.024 | 1.024 | 3632 | 3206 | 3559 | 2517 | 2366 | 3330 | 4658 | 5792 | 5044 | 5239 | 4184 | 4638 | 2537 | 2240 | 2487 | 1759 | 1654 | 2326 | 3254 | 4047 | 3524 | 3660 | 2923 | 3240 | 376.329 | 332.336 | 368.915 | 260.897 | 245.314 | 345.085 | 482.738 | 600.318 | 522.783 | 542.924 | 433.668 | 480.693 | 47037 | 32862 | 48165 | 33651 | 4992 | 2020 | other | TRUE
60122 | N | . | Colorado Bend II | Exelon Power | 6035 | TX | WSC | TRE |  | 22 | 2 | NAICS-22 Non-Cogen | CA | NG | NG | ERCO | M | mcf | 1010613 | 1172762 | 1482850 | 341479 | 1237227 | 1711054 | 1857182 | 1681604 | 1624321 | 1305033 | 13638 | 141404 | 1010613 | 1172762 | 1482850 | 341479 | 1237227 | 1711054 | 1857182 | 1681604 | 1624321 | 1305033 | 13638 | 141404 | 1.035 | 1.035 | 1.035 | 1.035 | 1.035 | 1.035 | 1.035 | 1.035 | 1.035 | 1.035 | 1.035 | 1.035 | 1045984 | 1213809 | 1534750 | 353431 | 1280530 | 1770941 | 1922183 | 1740460 | 1681172 | 1350709 | 14115 | 146353 | 1045984 | 1213809 | 1534750 | 353431 | 1280530 | 1770941 | 1922183 | 1740460 | 1681172 | 1350709 | 14115 | 146353 | 147584 | 175755 | 217689 | 50532 | 180090 | 259550 | 283700 | 254943 | 249435 | 202059 | 1497 | 18282 | 13579167 | 13579167 | 14054437 | 14054437 | 2041116 | 2020 | natural gas nonpeaker - preexisting nonretiring | TRUE
60122 | N | . | Colorado Bend II | Exelon Power | 6035 | TX | WSC | TRE |  | 22 | 2 | NAICS-22 Non-Cogen | CT | NG | NG | ERCO | M | mcf | 2087752 | 2377214 | 2683733 | 707280 | 2129487 | 2709656 | 2960958 | 2719425 | 2743722 | 2179892 | 57401 | 362554 | 2087752 | 2377214 | 2683733 | 707280 | 2129487 | 2709656 | 2960958 | 2719425 | 2743722 | 2179892 | 57401 | 362554 | 1.035 | 1.035 | 1.035 | 1.035 | 1.035 | 1.035 | 1.035 | 1.035 | 1.035 | 1.035 | 1.035 | 1.035 | 2160823 | 2460416 | 2777664 | 732035 | 2204019 | 2804494 | 3064592 | 2814605 | 2839752 | 2256188 | 59410 | 375243 | 2160823 | 2460416 | 2777664 | 732035 | 2204019 | 2804494 | 3064592 | 2814605 | 2839752 | 2256188 | 59410 | 375243 | 304883 | 356259 | 393984 | 104663 | 309967 | 411028 | 452311 | 412284 | 421333 | 337514 | 6301 | 46874 | 23719074 | 23719074 | 24549241 | 24549241 | 3557401 | 2020 | natural gas nonpeaker - preexisting nonretiring | TRUE
60123 | N | . | Castle Gap Solar Hybrid | Upton County Solar 2 LLC | 61123 | TX | WSC | TRE |  | 22 | 2 | NAICS-22 Non-Cogen | BA | MWH | OTH | ERCO | M | megawatthours | 2108 | 1966 | 2152 | 2408 | 1361 | 1944 | 2171 | 2101 | 1970 | 2150 | 1950 | 1673 | 2108 | 1966 | 2152 | 2408 | 1361 | 1944 | 2171 | 2101 | 1970 | 2150 | 1950 | 1673 | 0 | 0 | 0 | 0 | 0 | 0 | 0 | 0 | 0 | 0 | 0 | 0 | 0 | 0 | 0 | 0 | 0 | 0 | 0 | 0 | 0 | 0 | 0 | 0 | 0 | 0 | 0 | 0 | 0 | 0 | 0 | 0 | 0 | 0 | 0 | 0 | -1362 | -1027 | -1110 | -1787 | -847 | -1161 | -1403 | -1220 | -1025 | -1191 | -1105 | -966 | 23954 | 23954 | 0 | 0 | -14204 | 2020 | other | TRUE
60123 | N | . | Castle Gap Solar Hybrid | Upton County Solar 2 LLC | 61123 | TX | WSC | TRE |  | 22 | 2 | NAICS-22 Non-Cogen | PV | SUN | SUN | ERCO | M |  | 0 | 0 | 0 | 0 | 0 | 0 | 0 | 0 | 0 | 0 | 0 | 0 | 0 | 0 | 0 | 0 | 0 | 0 | 0 | 0 | 0 | 0 | 0 | 0 | 0 | 0 | 0 | 0 | 0 | 0 | 0 | 0 | 0 | 0 | 0 | 0 | 202763 | 208286 | 258486 | 309545 | 393007 | 420571 | 448888 | 380295 | 319259 | 310983 | 249255 | 201387 | 202763 | 208286 | 258486 | 309545 | 393007 | 420571 | 448888 | 380295 | 319259 | 310983 | 249255 | 201387 | 23128 | 23758 | 29484 | 35308 | 44828 | 47972 | 51202 | 43378 | 36416 | 35472 | 28431 | 22971 | 0 | 0 | 3702725 | 3702725 | 422348 | 2020 | solar PV | TRUE
60124 | N | . | Goldfinch | NRG DG Lakeland LLC | 60972 | FL | SAT | SERC |  | 22 | 2 | NAICS-22 Non-Cogen | PV | SUN | SUN | FMPP | A |  | 0 | 0 | 0 | 0 | 0 | 0 | 0 | 0 | 0 | 0 | 0 | 0 | 0 | 0 | 0 | 0 | 0 | 0 | 0 | 0 | 0 | 0 | 0 | 0 | 0 | 0 | 0 | 0 | 0 | 0 | 0 | 0 | 0 | 0 | 0 | 0 | 3593 | 3890 | 5185 | 4698 | 5542 | 4785 | 4905 | 4681 | 4053 | 3956 | 3461 | 3766 | 3593 | 3890 | 5185 | 4698 | 5542 | 4785 | 4905 | 4681 | 4053 | 3956 | 3461 | 3766 | 409.855 | 443.696 | 591.394 | 535.872 | 632.188 | 545.74 | 559.539 | 533.897 | 462.348 | 451.217 | 394.737 | 429.517 | 0 | 0 | 52515 | 52515 | 5990 | 2020 | solar PV | TRUE
60125 | N | . | Kawailoa Solar | Kawailoa Solar, LLC | 59898 | HI | PACN |  |  | 22 | 2 | NAICS-22 Non-Cogen | PV | SUN | SUN | HECO | M |  | 0 | 0 | 0 | 0 | 0 | 0 | 0 | 0 | 0 | 0 | 0 | 0 | 0 | 0 | 0 | 0 | 0 | 0 | 0 | 0 | 0 | 0 | 0 | 0 | 0 | 0 | 0 | 0 | 0 | 0 | 0 | 0 | 0 | 0 | 0 | 0 | 22181 | 41415 | 53593 | 68006 | 72082 | 75554 | 67883 | 76062 | 71425 | 49665 | 42169 | 51603 | 22181 | 41415 | 53593 | 68006 | 72082 | 75554 | 67883 | 76062 | 71425 | 49665 | 42169 | 51603 | 2530 | 4724 | 6113 | 7757 | 8222 | 8618 | 7743 | 8676 | 8147 | 5665 | 4810 | 5886 | 0 | 0 | 691638 | 691638 | 78891 | 2020 | solar PV | TRUE
60126 | N | . | Harpster Wind | OEE XVII, LLC | 59899 | OH | ENC | RFC |  | 486 | 4 | Commercial NAICS Non-Cogen | WT | WND | WND | PJM | M |  | 0 | 0 | 0 | 0 | 0 | 0 | 0 | 0 | 0 | 0 | 0 | 0 | 0 | 0 | 0 | 0 | 0 | 0 | 0 | 0 | 0 | 0 | 0 | 0 | 0 | 0 | 0 | 0 | 0 | 0 | 0 | 0 | 0 | 0 | 0 | 0 | 3244 | 2560 | 3147 | 3077 | 2639 | 1850 | 1113 | 1043 | 1701 | 2104 | 3121 | 3498 | 3244 | 2560 | 3147 | 3077 | 2639 | 1850 | 1113 | 1043 | 1701 | 2104 | 3121 | 3498 | 370 | 292 | 359 | 351 | 301 | 211 | 127 | 119 | 194 | 240 | 356 | 399 | 0 | 0 | 29097 | 29097 | 3319 | 2020 | onshore wind | FALSE
60127 | N | . | Eastern Shore Solar, LLC | Dominion Renewable Energy | 58468 | VA | SAT | RFC |  | 22 | 2 | NAICS-22 Non-Cogen | PV | SUN | SUN | PJM | M |  | 0 | 0 | 0 | 0 | 0 | 0 | 0 | 0 | 0 | 0 | 0 | 0 | 0 | 0 | 0 | 0 | 0 | 0 | 0 | 0 | 0 | 0 | 0 | 0 | 0 | 0 | 0 | 0 | 0 | 0 | 0 | 0 | 0 | 0 | 0 | 0 | 68505 | 77693 | 105397 | 132724 | 157832 | 174814 | 164486 | 132680 | 109824 | 97121 | 82866 | 58713 | 68505 | 77693 | 105397 | 132724 | 157832 | 174814 | 164486 | 132680 | 109824 | 97121 | 82866 | 58713 | 7814 | 8862 | 12022 | 15139 | 18003 | 19940 | 18762 | 15134 | 12527 | 11078 | 9452 | 6697 | 0 | 0 | 1362655 | 1362655 | 155430 | 2020 | solar PV | TRUE
60128 | N | . | Zephyr Wind | OEE XIX, LLC | 59905 | OH | ENC | RFC |  | 332 | 6 | Industrial NAICS Non-Cogen | WT | WND | WND | PJM | A |  | 0 | 0 | 0 | 0 | 0 | 0 | 0 | 0 | 0 | 0 | 0 | 0 | 0 | 0 | 0 | 0 | 0 | 0 | 0 | 0 | 0 | 0 | 0 | 0 | 0 | 0 | 0 | 0 | 0 | 0 | 0 | 0 | 0 | 0 | 0 | 0 | 9447 | 9055 | 8700 | 8478 | 8928 | 7120 | 4133 | 3776 | 6242 | 8292 | 11771 | 11468 | 9447 | 9055 | 8700 | 8478 | 8928 | 7120 | 4133 | 3776 | 6242 | 8292 | 11771 | 11468 | 1077.603 | 1032.888 | 992.341 | 967.088 | 1018.346 | 812.121 | 471.403 | 430.709 | 712.003 | 945.833 | 1342.624 | 1308.041 | 0 | 0 | 97410 | 97410 | 11111 | 2020 | onshore wind | FALSE
60129 | N | . | Red Toad 1425 A Powatan Road, LLC | SRE Utility Solar 1, LLC | 61119 | NC | SAT | SERC |  | 22 | 2 | NAICS-22 Non-Cogen | PV | SUN | SUN | DUK | A |  | 0 | 0 | 0 | 0 | 0 | 0 | 0 | 0 | 0 | 0 | 0 | 0 | 0 | 0 | 0 | 0 | 0 | 0 | 0 | 0 | 0 | 0 | 0 | 0 | 0 | 0 | 0 | 0 | 0 | 0 | 0 | 0 | 0 | 0 | 0 | 0 | 1869 | 1921 | 2457 | 3337 | 3340 | 3249 | 3634 | 2918 | 2472 | 2506 | 2096 | 1771 | 1869 | 1921 | 2457 | 3337 | 3340 | 3249 | 3634 | 2918 | 2472 | 2506 | 2096 | 1771 | 213.191 | 219.097 | 280.246 | 380.648 | 380.951 | 370.617 | 414.564 | 332.877 | 281.92 | 285.818 | 239.047 | 202.024 | 0 | 0 | 31570 | 31570 | 3601 | 2020 | solar PV | TRUE
60130 | N | . | Big Sand Draw Plant | Devon Energy Production Co | 5199 | WY | MTN | WECC |  | 211 | 6 | Industrial NAICS Non-Cogen | IC | NG | NG | WACM | M | mcf | 27557 | 26602 | 27226 | 22043 | 23374 | 22569 | 23875 | 22524 | 21967 | 22534 | 22542 | 23502 | 27557 | 26602 | 27226 | 22043 | 23374 | 22569 | 23875 | 22524 | 21967 | 22534 | 22542 | 23502 | 0.995 | 0.995 | 0.995 | 0.995 | 0.995 | 0.995 | 0.995 | 0.995 | 0.995 | 0.995 | 0.995 | 0.995 | 27419 | 26469 | 27090 | 21933 | 23257 | 22456 | 23756 | 22411 | 21857 | 22421 | 22429 | 23384 | 27419 | 26469 | 27090 | 21933 | 23257 | 22456 | 23756 | 22411 | 21857 | 22421 | 22429 | 23384 | 2623 | 2532 | 2592 | 2098 | 2225 | 2148 | 2273 | 2144 | 2091 | 2145 | 2146 | 2237 | 286315 | 286315 | 284882 | 284882 | 27254 | 2020 | natural gas peaker | FALSE
60131 | N | . | Durham Solar | SRE Utility Solar 1, LLC | 61119 | NC | SAT | SERC |  | 22 | 2 | NAICS-22 Non-Cogen | PV | SUN | SUN | DUK | A |  | 0 | 0 | 0 | 0 | 0 | 0 | 0 | 0 | 0 | 0 | 0 | 0 | 0 | 0 | 0 | 0 | 0 | 0 | 0 | 0 | 0 | 0 | 0 | 0 | 0 | 0 | 0 | 0 | 0 | 0 | 0 | 0 | 0 | 0 | 0 | 0 | 2988 | 3071 | 3928 | 5335 | 5339 | 5195 | 5811 | 4666 | 3951 | 4006 | 3350 | 2832 | 2988 | 3071 | 3928 | 5335 | 5339 | 5195 | 5811 | 4666 | 3951 | 4006 | 3350 | 2832 | 340.834 | 350.275 | 448.036 | 608.55 | 609.034 | 592.515 | 662.772 | 532.179 | 450.712 | 456.943 | 382.17 | 322.98 | 0 | 0 | 50472 | 50472 | 5757 | 2020 | solar PV | TRUE
60132 | N | . | New Creek Wind | New Creek Wind, LLC | 62967 | WV | SAT | SERC |  | 22 | 2 | NAICS-22 Non-Cogen | WT | WND | WND | PJM | M |  | 0 | 0 | 0 | 0 | 0 | 0 | 0 | 0 | 0 | 0 | 0 | 0 | 0 | 0 | 0 | 0 | 0 | 0 | 0 | 0 | 0 | 0 | 0 | 0 | 0 | 0 | 0 | 0 | 0 | 0 | 0 | 0 | 0 | 0 | 0 | 0 | 306486 | 284480 | 272364 | 309142 | 289872 | 193847 | 110245 | 130304 | 116250 | 195864 | 279983 | 348006 | 306486 | 284480 | 272364 | 309142 | 289872 | 193847 | 110245 | 130304 | 116250 | 195864 | 279983 | 348006 | 34959 | 32449 | 31067 | 35262 | 33064 | 22111 | 12575 | 14863 | 13260 | 22341 | 31936 | 39695 | 0 | 0 | 2836843 | 2836843 | 323582 | 2020 | onshore wind | TRUE
60133 | N | . | Morgan Farm, LLC | SRE Utility Solar 1, LLC | 61119 | NC | SAT | SERC |  | 22 | 2 | NAICS-22 Non-Cogen | PV | SUN | SUN | DUK | A |  | 0 | 0 | 0 | 0 | 0 | 0 | 0 | 0 | 0 | 0 | 0 | 0 | 0 | 0 | 0 | 0 | 0 | 0 | 0 | 0 | 0 | 0 | 0 | 0 | 0 | 0 | 0 | 0 | 0 | 0 | 0 | 0 | 0 | 0 | 0 | 0 | 4417 | 4539 | 5806 | 7886 | 7893 | 7679 | 8589 | 6897 | 5841 | 5922 | 4953 | 4186 | 4417 | 4539 | 5806 | 7886 | 7893 | 7679 | 8589 | 6897 | 5841 | 5922 | 4953 | 4186 | 503.821 | 517.777 | 662.287 | 899.559 | 900.275 | 875.855 | 979.71 | 786.667 | 666.242 | 675.453 | 564.924 | 477.43 | 0 | 0 | 74608 | 74608 | 8510 | 2020 | solar PV | TRUE
60134 | N | . | Nashville Farms, LLC | SRE Utility Solar 1, LLC | 61119 | NC | SAT | SERC |  | 22 | 2 | NAICS-22 Non-Cogen | PV | SUN | SUN | DUK | A |  | 0 | 0 | 0 | 0 | 0 | 0 | 0 | 0 | 0 | 0 | 0 | 0 | 0 | 0 | 0 | 0 | 0 | 0 | 0 | 0 | 0 | 0 | 0 | 0 | 0 | 0 | 0 | 0 | 0 | 0 | 0 | 0 | 0 | 0 | 0 | 0 | 1706 | 1753 | 2243 | 3046 | 3049 | 2966 | 3318 | 2664 | 2256 | 2287 | 1913 | 1617 | 1706 | 1753 | 2243 | 3046 | 3049 | 2966 | 3318 | 2664 | 2256 | 2287 | 1913 | 1617 | 194.602 | 199.992 | 255.809 | 347.456 | 347.732 | 338.3 | 378.415 | 303.851 | 257.337 | 260.895 | 218.203 | 184.408 | 0 | 0 | 28818 | 28818 | 3287 | 2020 | solar PV | TRUE
60135 | N | . | Cedar Solar, LLC | SRE Utility Solar 1, LLC | 61119 | NC | SAT | SERC |  | 22 | 2 | NAICS-22 Non-Cogen | PV | SUN | SUN | DUK | A |  | 0 | 0 | 0 | 0 | 0 | 0 | 0 | 0 | 0 | 0 | 0 | 0 | 0 | 0 | 0 | 0 | 0 | 0 | 0 | 0 | 0 | 0 | 0 | 0 | 0 | 0 | 0 | 0 | 0 | 0 | 0 | 0 | 0 | 0 | 0 | 0 | 4496 | 4620 | 5910 | 8027 | 8034 | 7816 | 8743 | 7020 | 5945 | 6027 | 5041 | 4260 | 4496 | 4620 | 5910 | 8027 | 8034 | 7816 | 8743 | 7020 | 5945 | 6027 | 5041 | 4260 | 512.819 | 527.025 | 674.117 | 915.627 | 916.355 | 891.499 | 997.209 | 800.718 | 678.142 | 687.518 | 575.014 | 485.957 | 0 | 0 | 75939 | 75939 | 8662 | 2020 | solar PV | TRUE
60136 | N | . | Elm Solar, LLC | SRE Utility Solar 1, LLC | 61119 | NC | SAT | SERC |  | 22 | 2 | NAICS-22 Non-Cogen | PV | SUN | SUN | DUK | A |  | 0 | 0 | 0 | 0 | 0 | 0 | 0 | 0 | 0 | 0 | 0 | 0 | 0 | 0 | 0 | 0 | 0 | 0 | 0 | 0 | 0 | 0 | 0 | 0 | 0 | 0 | 0 | 0 | 0 | 0 | 0 | 0 | 0 | 0 | 0 | 0 | 4168 | 4283 | 5479 | 7442 | 7448 | 7246 | 8105 | 6508 | 5511 | 5588 | 4673 | 3950 | 4168 | 4283 | 5479 | 7442 | 7448 | 7246 | 8105 | 6508 | 5511 | 5588 | 4673 | 3950 | 475.403 | 488.572 | 624.931 | 848.82 | 849.495 | 826.453 | 924.451 | 742.296 | 628.663 | 637.355 | 533.06 | 450.501 | 0 | 0 | 70401 | 70401 | 8030 | 2020 | solar PV | TRUE
60137 | N | . | Glasgow LFGTE | East Kentucky Power Coop, Inc | 5580 | KY | ESC | SERC |  | 22 | 1 | Electric Utility | IC | LFG | MLG | PJM | A | mcf | 14053 | 12865 | 14154 | 13309 | 13721 | 12578 | 13498 | 13669 | 12835 | 12999 | 12742 | 13577 | 14053 | 12865 | 14154 | 13309 | 13721 | 12578 | 13498 | 13669 | 12835 | 12999 | 12742 | 13577 | 0.5 | 0.5 | 0.5 | 0.5 | 0.5 | 0.5 | 0.5 | 0.5 | 0.5 | 0.5 | 0.5 | 0.5 | 7027 | 6433 | 7077 | 6655 | 6861 | 6289 | 6749 | 6835 | 6418 | 6500 | 6371 | 6789 | 7027 | 6433 | 7077 | 6655 | 6861 | 6289 | 6749 | 6835 | 6418 | 6500 | 6371 | 6789 | 599.573 | 548.842 | 603.827 | 567.813 | 585.362 | 536.624 | 575.871 | 583.137 | 547.552 | 554.555 | 543.612 | 579.232 | 160000 | 160000 | 80004 | 80004 | 6826 | 2020 | biomass | TRUE
60142 | N | . | Lemoore 1 | AES Distributed Energy | 61012 | CA | PACC | WECC |  | 22 | 2 | NAICS-22 Non-Cogen | PV | SUN | SUN | CISO | A |  | 0 | 0 | 0 | 0 | 0 | 0 | 0 | 0 | 0 | 0 | 0 | 0 | 0 | 0 | 0 | 0 | 0 | 0 | 0 | 0 | 0 | 0 | 0 | 0 | 0 | 0 | 0 | 0 | 0 | 0 | 0 | 0 | 0 | 0 | 0 | 0 | 535 | 725 | 710 | 895 | 1171 | 1166 | 1317 | 1091 | 857 | 792 | 626 | 496 | 535 | 725 | 710 | 895 | 1171 | 1166 | 1317 | 1091 | 857 | 792 | 626 | 496 | 61.041 | 82.745 | 80.971 | 102.046 | 133.553 | 132.992 | 150.217 | 124.45 | 97.718 | 90.323 | 71.407 | 56.537 | 0 | 0 | 10381 | 10381 | 1184 | 2020 | solar PV | TRUE
60143 | N | . | Peak View Wind Farm | Black Hills Colorado Electric, LLC | 56146 | CO | MTN | WECC |  | 22 | 1 | Electric Utility | WT | WND | WND | PSCO | A |  | 0 | 0 | 0 | 0 | 0 | 0 | 0 | 0 | 0 | 0 | 0 | 0 | 0 | 0 | 0 | 0 | 0 | 0 | 0 | 0 | 0 | 0 | 0 | 0 | 0 | 0 | 0 | 0 | 0 | 0 | 0 | 0 | 0 | 0 | 0 | 0 | 196519 | 157925 | 142495 | 139408 | 196619 | 145372 | 157687 | 149774 | 129582 | 136919 | 157060 | 192343 | 196519 | 157925 | 142495 | 139408 | 196619 | 145372 | 157687 | 149774 | 129582 | 136919 | 157060 | 192343 | 22415.766 | 18013.542 | 16253.558 | 15901.438 | 22427.218 | 16581.718 | 17986.39 | 17083.879 | 14780.609 | 15617.492 | 17914.921 | 21939.469 | 0 | 0 | 1901703 | 1901703 | 216916 | 2020 | onshore wind | TRUE
60144 | N | . | Baltimore Church Solar, LLC | Baltimore Church Solar, LLC | 59935 | NC | SAT | SERC |  | 22 | 2 | NAICS-22 Non-Cogen | PV | SUN | SUN | DUK | A |  | 0 | 0 | 0 | 0 | 0 | 0 | 0 | 0 | 0 | 0 | 0 | 0 | 0 | 0 | 0 | 0 | 0 | 0 | 0 | 0 | 0 | 0 | 0 | 0 | 0 | 0 | 0 | 0 | 0 | 0 | 0 | 0 | 0 | 0 | 0 | 0 | 3854 | 3961 | 5067 | 6882 | 6887 | 6701 | 7495 | 6018 | 5097 | 5167 | 4322 | 3652 | 3854 | 3961 | 5067 | 6882 | 6887 | 6701 | 7495 | 6018 | 5097 | 5167 | 4322 | 3652 | 439.645 | 451.822 | 577.925 | 784.974 | 785.598 | 764.289 | 854.915 | 686.462 | 581.377 | 589.414 | 492.964 | 416.615 | 0 | 0 | 65103 | 65103 | 7426 | 2020 | solar PV | TRUE
60145 | N | . | Broadview Energy JN, LLC | Pattern Operators LP | 56545 | NM | MTN | WECC |  | 22 | 2 | NAICS-22 Non-Cogen | WT | WND | WND | GRIS | M |  | 0 | 0 | 0 | 0 | 0 | 0 | 0 | 0 | 0 | 0 | 0 | 0 | 0 | 0 | 0 | 0 | 0 | 0 | 0 | 0 | 0 | 0 | 0 | 0 | 0 | 0 | 0 | 0 | 0 | 0 | 0 | 0 | 0 | 0 | 0 | 0 | 557774 | 479292 | 620449 | 578824 | 538040 | 687640 | 381452 | 461881 | 422841 | 88564 | 631732 | 543238 | 557774 | 479292 | 620449 | 578824 | 538040 | 687640 | 381452 | 461881 | 422841 | 88564 | 631732 | 543238 | 63622 | 54670 | 70771 | 66023 | 61371 | 78435 | 43510 | 52684 | 48231 | 10102 | 72058 | 61964 | 0 | 0 | 5991727 | 5991727 | 683441 | 2020 | onshore wind | TRUE
60146 | N | . | Cohen Farm Solar, LLC | Cypress Creek Renewables | 61060 | NC | SAT | SERC |  | 22 | 2 | NAICS-22 Non-Cogen | PV | SUN | SUN | DUK | A |  | 0 | 0 | 0 | 0 | 0 | 0 | 0 | 0 | 0 | 0 | 0 | 0 | 0 | 0 | 0 | 0 | 0 | 0 | 0 | 0 | 0 | 0 | 0 | 0 | 0 | 0 | 0 | 0 | 0 | 0 | 0 | 0 | 0 | 0 | 0 | 0 | 4625 | 4753 | 6080 | 8258 | 8265 | 8040 | 8994 | 7222 | 6116 | 6201 | 5186 | 4383 | 4625 | 4753 | 6080 | 8258 | 8265 | 8040 | 8994 | 7222 | 6116 | 6201 | 5186 | 4383 | 527.563 | 542.175 | 693.495 | 941.947 | 942.696 | 917.126 | 1025.875 | 823.735 | 697.636 | 707.281 | 591.544 | 499.927 | 0 | 0 | 78123 | 78123 | 8911 | 2020 | solar PV | TRUE
60147 | N | . | Floyd Solar, LLC | Cypress Creek Renewables | 61060 | NC | SAT | SERC |  | 22 | 2 | NAICS-22 Non-Cogen | PV | SUN | SUN | DUK | A |  | 0 | 0 | 0 | 0 | 0 | 0 | 0 | 0 | 0 | 0 | 0 | 0 | 0 | 0 | 0 | 0 | 0 | 0 | 0 | 0 | 0 | 0 | 0 | 0 | 0 | 0 | 0 | 0 | 0 | 0 | 0 | 0 | 0 | 0 | 0 | 0 | 4585 | 4712 | 6027 | 8187 | 8193 | 7971 | 8916 | 7159 | 6063 | 6147 | 5141 | 4345 | 4585 | 4712 | 6027 | 8187 | 8193 | 7971 | 8916 | 7159 | 6063 | 6147 | 5141 | 4345 | 523.001 | 537.49 | 687.502 | 933.808 | 934.551 | 909.202 | 1017.011 | 816.618 | 691.608 | 701.17 | 586.432 | 495.607 | 0 | 0 | 77446 | 77446 | 8834 | 2020 | solar PV | TRUE
60149 | N | . | Innovative Solar 43, LLC | Cypress Creek Renewables | 61060 | NC | SAT | SERC |  | 22 | 2 | NAICS-22 Non-Cogen | PV | SUN | SUN | DUK | M |  | 0 | 0 | 0 | 0 | 0 | 0 | 0 | 0 | 0 | 0 | 0 | 0 | 0 | 0 | 0 | 0 | 0 | 0 | 0 | 0 | 0 | 0 | 0 | 0 | 0 | 0 | 0 | 0 | 0 | 0 | 0 | 0 | 0 | 0 | 0 | 0 | 41073 | 41065 | 47429 | 59353 | 55749 | 51927 | 61106 | 51901 | 42564 | 48122 | 41705 | 19822 | 41073 | 41065 | 47429 | 59353 | 55749 | 51927 | 61106 | 51901 | 42564 | 48122 | 41705 | 19822 | 4685 | 4684 | 5410 | 6770 | 6359 | 5923 | 6970 | 5920 | 4855 | 5489 | 4757 | 2261 | 0 | 0 | 561816 | 561816 | 64083 | 2020 | solar PV | TRUE
60150 | N | . | Cornell Geneva Solar Farm | Argos Solar LLC | 59942 | NY | MAT | NPCC |  | 22 | 2 | NAICS-22 Non-Cogen | PV | SUN | SUN | NYIS | A |  | 0 | 0 | 0 | 0 | 0 | 0 | 0 | 0 | 0 | 0 | 0 | 0 | 0 | 0 | 0 | 0 | 0 | 0 | 0 | 0 | 0 | 0 | 0 | 0 | 0 | 0 | 0 | 0 | 0 | 0 | 0 | 0 | 0 | 0 | 0 | 0 | 1500 | 1675 | 2421 | 2428 | 3188 | 3205 | 3048 | 2588 | 2545 | 1807 | 1664 | 1126 | 1500 | 1675 | 2421 | 2428 | 3188 | 3205 | 3048 | 2588 | 2545 | 1807 | 1664 | 1126 | 171.078 | 191.002 | 276.172 | 276.927 | 363.658 | 365.58 | 347.698 | 295.22 | 290.329 | 206.12 | 189.818 | 128.398 | 0 | 0 | 27195 | 27195 | 3102 | 2020 | solar PV | TRUE
60151 | N | . | Building F | Golden Springs Development Company LLC | 57104 | CA | PACC | WECC |  | 22 | 2 | NAICS-22 Non-Cogen | PV | SUN | SUN | CISO | A |  | 0 | 0 | 0 | 0 | 0 | 0 | 0 | 0 | 0 | 0 | 0 | 0 | 0 | 0 | 0 | 0 | 0 | 0 | 0 | 0 | 0 | 0 | 0 | 0 | 0 | 0 | 0 | 0 | 0 | 0 | 0 | 0 | 0 | 0 | 0 | 0 | 1109 | 1504 | 1471 | 1854 | 2427 | 2417 | 2730 | 2261 | 1776 | 1641 | 1298 | 1027 | 1109 | 1504 | 1471 | 1854 | 2427 | 2417 | 2730 | 2261 | 1776 | 1641 | 1298 | 1027 | 126.517 | 171.5 | 167.823 | 211.504 | 276.806 | 275.644 | 311.344 | 257.94 | 202.534 | 187.207 | 148.001 | 117.18 | 0 | 0 | 21515 | 21515 | 2454 | 2020 | solar PV | TRUE
60152 | N | . | Broadview Energy KW, LLC | Pattern Operators LP | 56545 | NM | MTN | WECC |  | 22 | 2 | NAICS-22 Non-Cogen | WT | WND | WND | GRIS | M |  | 0 | 0 | 0 | 0 | 0 | 0 | 0 | 0 | 0 | 0 | 0 | 0 | 0 | 0 | 0 | 0 | 0 | 0 | 0 | 0 | 0 | 0 | 0 | 0 | 0 | 0 | 0 | 0 | 0 | 0 | 0 | 0 | 0 | 0 | 0 | 0 | 442663 | 373132 | 502086 | 462915 | 444855 | 547639 | 297622 | 371554 | 339572 | 64429 | 467001 | 417292 | 442663 | 373132 | 502086 | 462915 | 444855 | 547639 | 297622 | 371554 | 339572 | 64429 | 467001 | 417292 | 50492 | 42561 | 57270 | 52802 | 50742 | 62466 | 33948 | 42381 | 38733 | 7349 | 53268 | 47598 | 0 | 0 | 4730760 | 4730760 | 539610 | 2020 | onshore wind | TRUE
60153 | N | . | Building G | Golden Springs Development Company LLC | 57104 | CA | PACC | WECC |  | 22 | 2 | NAICS-22 Non-Cogen | PV | SUN | SUN | CISO | A |  | 0 | 0 | 0 | 0 | 0 | 0 | 0 | 0 | 0 | 0 | 0 | 0 | 0 | 0 | 0 | 0 | 0 | 0 | 0 | 0 | 0 | 0 | 0 | 0 | 0 | 0 | 0 | 0 | 0 | 0 | 0 | 0 | 0 | 0 | 0 | 0 | 1000 | 1356 | 1327 | 1672 | 2188 | 2179 | 2461 | 2039 | 1601 | 1480 | 1170 | 926 | 1000 | 1356 | 1327 | 1672 | 2188 | 2179 | 2461 | 2039 | 1601 | 1480 | 1170 | 926 | 114.093 | 154.657 | 151.342 | 190.733 | 249.622 | 248.573 | 280.768 | 232.608 | 182.644 | 168.822 | 133.466 | 105.672 | 0 | 0 | 19399 | 19399 | 2213 | 2020 | solar PV | TRUE
60154 | N | . | Buidling L | Golden Springs Development Company LLC | 57104 | CA | PACC | WECC |  | 22 | 2 | NAICS-22 Non-Cogen | PV | SUN | SUN | CISO | A |  | 0 | 0 | 0 | 0 | 0 | 0 | 0 | 0 | 0 | 0 | 0 | 0 | 0 | 0 | 0 | 0 | 0 | 0 | 0 | 0 | 0 | 0 | 0 | 0 | 0 | 0 | 0 | 0 | 0 | 0 | 0 | 0 | 0 | 0 | 0 | 0 | 720 | 975 | 954 | 1203 | 1574 | 1568 | 1771 | 1467 | 1152 | 1065 | 842 | 666 | 720 | 975 | 954 | 1203 | 1574 | 1568 | 1771 | 1467 | 1152 | 1065 | 842 | 666 | 82.077 | 111.258 | 108.873 | 137.211 | 179.574 | 178.82 | 201.98 | 167.335 | 131.391 | 121.448 | 96.014 | 76.019 | 0 | 0 | 13957 | 13957 | 1592 | 2020 | solar PV | TRUE
60156 | N | . | Shelter Solar | Sol Systems | 61677 | NC | SAT | SERC |  | 22 | 2 | NAICS-22 Non-Cogen | PV | SUN | SUN | DUK | A |  | 0 | 0 | 0 | 0 | 0 | 0 | 0 | 0 | 0 | 0 | 0 | 0 | 0 | 0 | 0 | 0 | 0 | 0 | 0 | 0 | 0 | 0 | 0 | 0 | 0 | 0 | 0 | 0 | 0 | 0 | 0 | 0 | 0 | 0 | 0 | 0 | 4824 | 4958 | 6342 | 8614 | 8621 | 8387 | 9381 | 7533 | 6380 | 6468 | 5410 | 4572 | 4824 | 4958 | 6342 | 8614 | 8621 | 8387 | 9381 | 7533 | 6380 | 6468 | 5410 | 4572 | 550.296 | 565.539 | 723.379 | 982.539 | 983.32 | 956.648 | 1070.083 | 859.232 | 727.699 | 737.76 | 617.035 | 521.47 | 0 | 0 | 81490 | 81490 | 9295 | 2020 | solar PV | TRUE
60157 | N | . | Heedeh Solar | Radian Generation | 61494 | NC | SAT | SERC |  | 22 | 2 | NAICS-22 Non-Cogen | PV | SUN | SUN | DUK | A |  | 0 | 0 | 0 | 0 | 0 | 0 | 0 | 0 | 0 | 0 | 0 | 0 | 0 | 0 | 0 | 0 | 0 | 0 | 0 | 0 | 0 | 0 | 0 | 0 | 0 | 0 | 0 | 0 | 0 | 0 | 0 | 0 | 0 | 0 | 0 | 0 | 3556 | 3654 | 4674 | 6349 | 6354 | 6182 | 6915 | 5552 | 4702 | 4767 | 3987 | 3370 | 3556 | 3654 | 4674 | 6349 | 6354 | 6182 | 6915 | 5552 | 4702 | 4767 | 3987 | 3370 | 405.602 | 416.837 | 533.176 | 724.193 | 724.769 | 705.11 | 788.719 | 633.308 | 536.36 | 543.776 | 454.794 | 384.356 | 0 | 0 | 60062 | 60062 | 6851 | 2020 | solar PV | TRUE
60160 | N | . | Tate Solar | NES Olympos | 63471 | NC | SAT | SERC |  | 22 | 2 | NAICS-22 Non-Cogen | PV | SUN | SUN | CPLE | A |  | . | . | . | . | . | . | . | 0 | 0 | 0 | 0 | 0 | . | . | . | . | . | . | . | 0 | 0 | 0 | 0 | 0 | . | . | . | . | . | . | . | 0 | 0 | 0 | 0 | 0 | . | . | . | . | . | . | . | 7191 | 6090 | 6174 | 5164 | 4364 | . | . | . | . | . | . | . | 7191 | 6090 | 6174 | 5164 | 4364 | . | . | . | . | . | . | . | 820.231 | 694.669 | 704.273 | 589.027 | 497.8 | 0 | 0 | 28983 | 28983 | 3306 | 2020 | solar PV | TRUE
60161 | N | . | Eagle Solar | NES Olympos | 63471 | NC | SAT | SERC |  | 22 | 2 | NAICS-22 Non-Cogen | PV | SUN | SUN | CPLE | A |  | . | . | . | . | . | . | . | 0 | 0 | 0 | 0 | 0 | . | . | . | . | . | . | . | 0 | 0 | 0 | 0 | 0 | . | . | . | . | . | . | . | 0 | 0 | 0 | 0 | 0 | . | . | . | . | . | . | . | 5705 | 4832 | 4899 | 4097 | 3463 | . | . | . | . | . | . | . | 5705 | 4832 | 4899 | 4097 | 3463 | . | . | . | . | . | . | . | 650.776 | 551.154 | 558.774 | 467.338 | 394.958 | 0 | 0 | 22996 | 22996 | 2623 | 2020 | solar PV | TRUE
60178 | N | . | Cash Solar | Cash Solar, LLC | 63768 | NC | SAT | SERC |  | 22 | 2 | NAICS-22 Non-Cogen | PV | SUN | SUN | DUK | A |  | . | . | . | . | . | . | . | . | . | . | . | 0 | . | . | . | . | . | . | . | . | . | . | . | 0 | . | . | . | . | . | . | . | . | . | . | . | 0 | . | . | . | . | . | . | . | . | . | . | . | 0 | . | . | . | . | . | . | . | . | . | . | . | 0 | . | . | . | . | . | . | . | . | . | . | . | 0 | 0 | 0 | 0 | 0 | 0 | 2020 | solar PV | TRUE
60179 | N | . | Daystar Solar | Daystar Solar, LLC | 63349 | NC | SAT | SERC |  | 22 | 2 | NAICS-22 Non-Cogen | PV | SUN | SUN | DUK | A |  | 0 | 0 | 0 | 0 | 0 | 0 | 0 | 0 | 0 | 0 | 0 | 0 | 0 | 0 | 0 | 0 | 0 | 0 | 0 | 0 | 0 | 0 | 0 | 0 | 0 | 0 | 0 | 0 | 0 | 0 | 0 | 0 | 0 | 0 | 0 | 0 | 4857 | 4992 | 6385 | 8672 | 8679 | 8444 | 9445 | 7584 | 6423 | 6512 | 5446 | 4603 | 4857 | 4992 | 6385 | 8672 | 8679 | 8444 | 9445 | 7584 | 6423 | 6512 | 5446 | 4603 | 554.026 | 569.372 | 728.282 | 989.198 | 989.985 | 963.132 | 1077.336 | 865.056 | 732.632 | 742.76 | 621.217 | 525.004 | 0 | 0 | 82042 | 82042 | 9358 | 2020 | solar PV | TRUE
60180 | N | . | Kathleen Solar | Sol Systems | 61677 | NC | SAT | SERC |  | 22 | 2 | NAICS-22 Non-Cogen | PV | SUN | SUN | DUK | A |  | 0 | 0 | 0 | 0 | 0 | 0 | 0 | 0 | 0 | 0 | 0 | 0 | 0 | 0 | 0 | 0 | 0 | 0 | 0 | 0 | 0 | 0 | 0 | 0 | 0 | 0 | 0 | 0 | 0 | 0 | 0 | 0 | 0 | 0 | 0 | 0 | 4636 | 4764 | 6094 | 8277 | 8283 | 8058 | 9014 | 7238 | 6130 | 6215 | 5198 | 4393 | 4636 | 4764 | 6094 | 8277 | 8283 | 8058 | 9014 | 7238 | 6130 | 6215 | 5198 | 4393 | 528.745 | 543.392 | 695.051 | 944.062 | 944.812 | 919.185 | 1028.178 | 825.584 | 699.202 | 708.869 | 592.871 | 501.049 | 0 | 0 | 78300 | 78300 | 8931 | 2020 | solar PV | TRUE
60181 | N | . | Grove Solar | Sol Systems | 61677 | NC | SAT | SERC |  | 22 | 2 | NAICS-22 Non-Cogen | PV | SUN | SUN | DUK | A |  | 0 | 0 | 0 | 0 | 0 | 0 | 0 | 0 | 0 | 0 | 0 | 0 | 0 | 0 | 0 | 0 | 0 | 0 | 0 | 0 | 0 | 0 | 0 | 0 | 0 | 0 | 0 | 0 | 0 | 0 | 0 | 0 | 0 | 0 | 0 | 0 | 7020 | 7215 | 9229 | 12535 | 12545 | 12205 | 13652 | 10962 | 9284 | 9412 | 7872 | 6653 | 7020 | 7215 | 9229 | 12535 | 12545 | 12205 | 13652 | 10962 | 9284 | 9412 | 7872 | 6653 | 800.786 | 822.967 | 1052.655 | 1429.781 | 1430.918 | 1392.105 | 1557.176 | 1250.347 | 1058.941 | 1073.582 | 897.904 | 758.838 | 0 | 0 | 118584 | 118584 | 13526 | 2020 | solar PV | TRUE
60182 | N | . | Dulles | Golden Springs Development Company LLC | 57104 | CA | PACC | WECC |  | 22 | 2 | NAICS-22 Non-Cogen | PV | SUN | SUN | CISO | A |  | 0 | 0 | 0 | 0 | 0 | 0 | 0 | 0 | 0 | 0 | 0 | 0 | 0 | 0 | 0 | 0 | 0 | 0 | 0 | 0 | 0 | 0 | 0 | 0 | 0 | 0 | 0 | 0 | 0 | 0 | 0 | 0 | 0 | 0 | 0 | 0 | 1432 | 1942 | 1900 | 2395 | 3134 | 3121 | 3525 | 2920 | 2293 | 2119 | 1676 | 1327 | 1432 | 1942 | 1900 | 2395 | 3134 | 3121 | 3525 | 2920 | 2293 | 2119 | 1676 | 1327 | 163.379 | 221.468 | 216.72 | 273.128 | 357.457 | 355.955 | 402.058 | 333.094 | 261.544 | 241.752 | 191.123 | 151.322 | 0 | 0 | 27784 | 27784 | 3169 | 2020 | solar PV | TRUE
60183 | N | . | Freeway Springs | Golden Springs Development Company LLC | 57104 | CA | PACC | WECC |  | 22 | 2 | NAICS-22 Non-Cogen | PV | SUN | SUN | CISO | A |  | 0 | 0 | 0 | 0 | 0 | 0 | 0 | 0 | 0 | 0 | 0 | 0 | 0 | 0 | 0 | 0 | 0 | 0 | 0 | 0 | 0 | 0 | 0 | 0 | 0 | 0 | 0 | 0 | 0 | 0 | 0 | 0 | 0 | 0 | 0 | 0 | 1356 | 1837 | 1798 | 2266 | 2966 | 2953 | 3336 | 2764 | 2170 | 2006 | 1586 | 1255 | 1356 | 1837 | 1798 | 2266 | 2966 | 2953 | 3336 | 2764 | 2170 | 2006 | 1586 | 1255 | 154.615 | 209.588 | 205.094 | 258.476 | 338.281 | 336.86 | 380.489 | 315.225 | 247.514 | 228.784 | 180.87 | 143.204 | 0 | 0 | 26293 | 26293 | 2999 | 2020 | solar PV | TRUE
60184 | N | . | ADS Renewable Energy-Wolf Creek LLC | ADS Renewable Energy- Wolf Creek, LLC | 59946 | GA | SAT | SERC |  | 22 | 2 | NAICS-22 Non-Cogen | IC | LFG | MLG | SOCO | A | mcf | 40590 | 45405 | 32557 | 35995 | 22500 | 29422 | 34827 | 37472 | 36790 | 35193 | 30510 | 37662 | 40590 | 45405 | 32557 | 35995 | 22500 | 29422 | 34827 | 37472 | 36790 | 35193 | 30510 | 37662 | 0.5 | 0.5 | 0.5 | 0.5 | 0.5 | 0.5 | 0.5 | 0.5 | 0.5 | 0.5 | 0.5 | 0.5 | 20295 | 22703 | 16279 | 17998 | 11250 | 14711 | 17414 | 18736 | 18395 | 17597 | 15255 | 18831 | 20295 | 22703 | 16279 | 17998 | 11250 | 14711 | 17414 | 18736 | 18395 | 17597 | 15255 | 18831 | 1903.021 | 2128.809 | 1526.407 | 1687.608 | 1054.916 | 1379.422 | 1632.862 | 1756.863 | 1724.884 | 1649.998 | 1430.452 | 1765.758 | 418923 | 418923 | 209464 | 209464 | 19641 | 2020 | biomass | TRUE
60185 | N | . | Solverde 1 | Sustainable Power Group, LLC | 58661 | CA | PACC | WECC |  | 22 | 2 | NAICS-22 Non-Cogen | PV | SUN | SUN | CISO | M |  | 0 | 0 | 0 | 0 | 0 | 0 | 0 | 0 | 0 | 0 | 0 | 0 | 0 | 0 | 0 | 0 | 0 | 0 | 0 | 0 | 0 | 0 | 0 | 0 | 0 | 0 | 0 | 0 | 0 | 0 | 0 | 0 | 0 | 0 | 0 | 0 | 103600 | 129436 | 125614 | 181591 | 226206 | 224462 | 240917 | 193637 | 151292 | 139921 | 105660 | 85846 | 103600 | 129436 | 125614 | 181591 | 226206 | 224462 | 240917 | 193637 | 151292 | 139921 | 105660 | 85846 | 11817 | 14764 | 14328 | 20713 | 25802 | 25603 | 27480 | 22087 | 17257 | 15960 | 12052 | 9792 | 0 | 0 | 1908182 | 1908182 | 217655 | 2020 | solar PV | TRUE
60186 | N | . | Antelope DSR 1 | Sustainable Power Group, LLC | 58661 | CA | PACC | WECC |  | 22 | 2 | NAICS-22 Non-Cogen | PV | SUN | SUN | CISO | M |  | 0 | 0 | 0 | 0 | 0 | 0 | 0 | 0 | 0 | 0 | 0 | 0 | 0 | 0 | 0 | 0 | 0 | 0 | 0 | 0 | 0 | 0 | 0 | 0 | 0 | 0 | 0 | 0 | 0 | 0 | 0 | 0 | 0 | 0 | 0 | 0 | 61860 | 77351 | 75168 | 105765 | 132110 | 130725 | 140000 | 113112 | 88915 | 82778 | 63008 | 51944 | 61860 | 77351 | 75168 | 105765 | 132110 | 130725 | 140000 | 113112 | 88915 | 82778 | 63008 | 51944 | 7056 | 8823 | 8574 | 12064 | 15069 | 14911 | 15969 | 12902 | 10142 | 9442 | 7187 | 5925 | 0 | 0 | 1122736 | 1122736 | 128064 | 2020 | solar PV | TRUE
60187 | N | . | Antelope DSR 2 | Sustainable Power Group, LLC | 58661 | CA | PACC | WECC |  | 22 | 2 | NAICS-22 Non-Cogen | PV | SUN | SUN | CISO | A |  | 0 | 0 | 0 | 0 | 0 | 0 | 0 | 0 | 0 | 0 | 0 | 0 | 0 | 0 | 0 | 0 | 0 | 0 | 0 | 0 | 0 | 0 | 0 | 0 | 0 | 0 | 0 | 0 | 0 | 0 | 0 | 0 | 0 | 0 | 0 | 0 | 6242 | 8461 | 8280 | 10435 | 13657 | 13599 | 15361 | 12726 | 9992 | 9236 | 7302 | 5781 | 6242 | 8461 | 8280 | 10435 | 13657 | 13599 | 15361 | 12726 | 9992 | 9236 | 7302 | 5781 | 711.98 | 965.124 | 944.432 | 1190.25 | 1557.739 | 1551.197 | 1752.103 | 1451.569 | 1139.768 | 1053.519 | 832.884 | 659.435 | 0 | 0 | 121072 | 121072 | 13810 | 2020 | solar PV | TRUE
60188 | N | . | Conetoe Solar | Conetoe Solar, LLC | 59951 | NC | SAT | SERC |  | 22 | 2 | NAICS-22 Non-Cogen | PV | SUN | SUN | PJM | A |  | 0 | 0 | 0 | 0 | 0 | 0 | 0 | 0 | 0 | 0 | 0 | 0 | 0 | 0 | 0 | 0 | 0 | 0 | 0 | 0 | 0 | 0 | 0 | 0 | 0 | 0 | 0 | 0 | 0 | 0 | 0 | 0 | 0 | 0 | 0 | 0 | 4763 | 4895 | 6261 | 8505 | 8511 | 8280 | 9262 | 7437 | 6299 | 6386 | 5341 | 4514 | 4763 | 4895 | 6261 | 8505 | 8511 | 8280 | 9262 | 7437 | 6299 | 6386 | 5341 | 4514 | 543.309 | 558.359 | 714.196 | 970.065 | 970.837 | 944.503 | 1056.499 | 848.325 | 718.461 | 728.394 | 609.202 | 514.85 | 0 | 0 | 80454 | 80454 | 9177 | 2020 | solar PV | TRUE
60189 | N | . | Sugar Run Solar | Sugar Run Solar, LLC | 59952 | NC | SAT | SERC |  | 22 | 2 | NAICS-22 Non-Cogen | PV | SUN | SUN | PJM | A |  | 0 | 0 | 0 | 0 | 0 | 0 | 0 | 0 | 0 | 0 | 0 | 0 | 0 | 0 | 0 | 0 | 0 | 0 | 0 | 0 | 0 | 0 | 0 | 0 | 0 | 0 | 0 | 0 | 0 | 0 | 0 | 0 | 0 | 0 | 0 | 0 | 4645 | 4774 | 6106 | 8293 | 8300 | 8075 | 9032 | 7252 | 6142 | 6227 | 5208 | 4402 | 4645 | 4774 | 6106 | 8293 | 8300 | 8075 | 9032 | 7252 | 6142 | 6227 | 5208 | 4402 | 529.813 | 544.487 | 696.452 | 945.964 | 946.716 | 921.037 | 1030.25 | 827.248 | 700.611 | 710.297 | 594.066 | 502.059 | 0 | 0 | 78456 | 78456 | 8949 | 2020 | solar PV | TRUE
60190 | N | . | HMW Minster PV I | Madison Energy Holdings LLC | 62915 | OH | ENC | SERC |  | 22 | 2 | NAICS-22 Non-Cogen | PV | SUN | SUN | PJM | A |  | 0 | 0 | 0 | 0 | 0 | 0 | 0 | 0 | 0 | 0 | 0 | 0 | 0 | 0 | 0 | 0 | 0 | 0 | 0 | 0 | 0 | 0 | 0 | 0 | 0 | 0 | 0 | 0 | 0 | 0 | 0 | 0 | 0 | 0 | 0 | 0 | 1280 | 2432 | 2677 | 3907 | 4563 | 5976 | 5838 | 5544 | 4554 | 2984 | 2586 | 1299 | 1280 | 2432 | 2677 | 3907 | 4563 | 5976 | 5838 | 5544 | 4554 | 2984 | 2586 | 1299 | 145.953 | 277.382 | 305.397 | 445.644 | 520.523 | 681.695 | 665.958 | 632.41 | 519.486 | 340.329 | 295.021 | 148.202 | 0 | 0 | 43640 | 43640 | 4978 | 2020 | solar PV | TRUE
60191 | N | . | TWE New Bern Solar Project, LLC | Cypress Creek Renewables | 61060 | NC | SAT | SERC |  | 22 | 2 | NAICS-22 Non-Cogen | PV | SUN | SUN | DUK | A |  | 0 | 0 | 0 | 0 | 0 | 0 | 0 | 0 | 0 | 0 | 0 | 0 | 0 | 0 | 0 | 0 | 0 | 0 | 0 | 0 | 0 | 0 | 0 | 0 | 0 | 0 | 0 | 0 | 0 | 0 | 0 | 0 | 0 | 0 | 0 | 0 | 3056 | 3141 | 4017 | 5457 | 5461 | 5313 | 5943 | 4772 | 4041 | 4097 | 3427 | 2896 | 3056 | 3141 | 4017 | 5457 | 5461 | 5313 | 5943 | 4772 | 4041 | 4097 | 3427 | 2896 | 348.589 | 358.245 | 458.231 | 622.398 | 622.893 | 605.997 | 677.854 | 544.288 | 460.968 | 467.341 | 390.866 | 330.33 | 0 | 0 | 51621 | 51621 | 5888 | 2020 | solar PV | TRUE
60193 | N | . | Whitethorn Solar LLC | Whitethorn Solar LLC | 59969 | CA | PACC | WECC |  | 22 | 2 | NAICS-22 Non-Cogen | PV | SUN | SUN | CISO | A |  | 0 | 0 | 0 | 0 | 0 | 0 | 0 | 0 | 0 | 0 | 0 | 0 | 0 | 0 | 0 | 0 | 0 | 0 | 0 | 0 | 0 | 0 | 0 | 0 | 0 | 0 | 0 | 0 | 0 | 0 | 0 | 0 | 0 | 0 | 0 | 0 | 2667 | 3615 | 3537 | 4458 | 5835 | 5810 | 6562 | 5437 | 4269 | 3946 | 3120 | 2470 | 2667 | 3615 | 3537 | 4458 | 5835 | 5810 | 6562 | 5437 | 4269 | 3946 | 3120 | 2470 | 304.177 | 412.327 | 403.486 | 508.507 | 665.508 | 662.713 | 748.545 | 620.149 | 486.939 | 450.091 | 355.83 | 281.728 | 0 | 0 | 51726 | 51726 | 5900 | 2020 | solar PV | TRUE
60195 | N | . | South Valley Solar Energy Center | PNM Resources | 59300 | NM | MTN | WECC |  | 22 | 1 | Electric Utility | PV | SUN | SUN | PNM | A |  | 0 | 0 | 0 | 0 | 0 | 0 | 0 | 0 | 0 | 0 | 0 | 0 | 0 | 0 | 0 | 0 | 0 | 0 | 0 | 0 | 0 | 0 | 0 | 0 | 0 | 0 | 0 | 0 | 0 | 0 | 0 | 0 | 0 | 0 | 0 | 0 | 13822 | 14518 | 16592 | 23073 | 25719 | 24169 | 23633 | 22322 | 19654 | 18795 | 15102 | 13926 | 13822 | 14518 | 16592 | 23073 | 25719 | 24169 | 23633 | 22322 | 19654 | 18795 | 15102 | 13926 | 1576.647 | 1655.948 | 1892.547 | 2631.842 | 2933.663 | 2756.834 | 2695.721 | 2546.154 | 2241.769 | 2143.874 | 1722.554 | 1588.447 | 0 | 0 | 231325 | 231325 | 26386 | 2020 | solar PV | TRUE
60196 | N | . | Santa Fe Solar Energy Center | PNM Resources | 59300 | NM | MTN | WECC |  | 22 | 1 | Electric Utility | PV | SUN | SUN | PNM | A |  | 0 | 0 | 0 | 0 | 0 | 0 | 0 | 0 | 0 | 0 | 0 | 0 | 0 | 0 | 0 | 0 | 0 | 0 | 0 | 0 | 0 | 0 | 0 | 0 | 0 | 0 | 0 | 0 | 0 | 0 | 0 | 0 | 0 | 0 | 0 | 0 | 11518 | 12097 | 13826 | 19227 | 21432 | 20140 | 19693 | 18601 | 16377 | 15662 | 12584 | 11604 | 11518 | 12097 | 13826 | 19227 | 21432 | 20140 | 19693 | 18601 | 16377 | 15662 | 12584 | 11604 | 1313.792 | 1379.873 | 1577.027 | 2193.068 | 2444.571 | 2297.223 | 2246.298 | 2121.666 | 1868.028 | 1786.454 | 1435.374 | 1323.626 | 0 | 0 | 192761 | 192761 | 21987 | 2020 | solar PV | TRUE
60197 | N | . | Santolina Solar Energy Center | PNM Resources | 59300 | NM | MTN | WECC |  | 22 | 1 | Electric Utility | PV | SUN | SUN | PNM | A |  | 0 | 0 | 0 | 0 | 0 | 0 | 0 | 0 | 0 | 0 | 0 | 0 | 0 | 0 | 0 | 0 | 0 | 0 | 0 | 0 | 0 | 0 | 0 | 0 | 0 | 0 | 0 | 0 | 0 | 0 | 0 | 0 | 0 | 0 | 0 | 0 | 13684 | 14372 | 16425 | 22842 | 25461 | 23926 | 23396 | 22098 | 19456 | 18607 | 14950 | 13786 | 13684 | 14372 | 16425 | 22842 | 25461 | 23926 | 23396 | 22098 | 19456 | 18607 | 14950 | 13786 | 1560.812 | 1639.317 | 1873.539 | 2605.41 | 2904.2 | 2729.147 | 2668.648 | 2520.582 | 2219.254 | 2122.343 | 1705.254 | 1572.494 | 0 | 0 | 229003 | 229003 | 26121 | 2020 | solar PV | TRUE
60198 | N | . | Rio Communities Solar Energy Center | PNM Resources | 59300 | NM | MTN | WECC |  | 22 | 1 | Electric Utility | PV | SUN | SUN | PNM | A |  | 0 | 0 | 0 | 0 | 0 | 0 | 0 | 0 | 0 | 0 | 0 | 0 | 0 | 0 | 0 | 0 | 0 | 0 | 0 | 0 | 0 | 0 | 0 | 0 | 0 | 0 | 0 | 0 | 0 | 0 | 0 | 0 | 0 | 0 | 0 | 0 | 12874 | 13522 | 15454 | 21491 | 23955 | 22511 | 22012 | 20791 | 18305 | 17506 | 14066 | 12971 | 12874 | 13522 | 15454 | 21491 | 23955 | 22511 | 22012 | 20791 | 18305 | 17506 | 14066 | 12971 | 1468.494 | 1542.355 | 1762.724 | 2451.305 | 2732.423 | 2567.724 | 2510.803 | 2371.495 | 2087.99 | 1996.811 | 1604.392 | 1479.484 | 0 | 0 | 215458 | 215458 | 24576 | 2020 | solar PV | TRUE
60199 | N | . | County Home Solar Center, LLC | Heelstone Energy Holdings, LLC | 59462 | NC | SAT | SERC |  | 22 | 2 | NAICS-22 Non-Cogen | PV | SUN | SUN | DUK | A |  | 0 | 0 | 0 | 0 | 0 | 0 | 0 | 0 | 0 | 0 | 0 | 0 | 0 | 0 | 0 | 0 | 0 | 0 | 0 | 0 | 0 | 0 | 0 | 0 | 0 | 0 | 0 | 0 | 0 | 0 | 0 | 0 | 0 | 0 | 0 | 0 | 1720 | 1767 | 2260 | 3070 | 3073 | 2989 | 3344 | 2685 | 2274 | 2305 | 1928 | 1629 | 1720 | 1767 | 2260 | 3070 | 3073 | 2989 | 3344 | 2685 | 2274 | 2305 | 1928 | 1629 | 196.14 | 201.574 | 257.833 | 350.204 | 350.483 | 340.976 | 381.408 | 306.255 | 259.373 | 262.958 | 219.929 | 185.867 | 0 | 0 | 29044 | 29044 | 3313 | 2020 | solar PV | TRUE
60200 | N | . | Laurinburg Solar, LLC (Heelstone) | SRE Utility Solar 1, LLC | 61119 | NC | SAT | SERC |  | 22 | 2 | NAICS-22 Non-Cogen | PV | SUN | SUN | DUK | A |  | 0 | 0 | 0 | 0 | 0 | 0 | 0 | 0 | 0 | 0 | 0 | 0 | 0 | 0 | 0 | 0 | 0 | 0 | 0 | 0 | 0 | 0 | 0 | 0 | 0 | 0 | 0 | 0 | 0 | 0 | 0 | 0 | 0 | 0 | 0 | 0 | 1943 | 1997 | 2554 | 3469 | 3471 | 3377 | 3778 | 3033 | 2569 | 2605 | 2178 | 1841 | 1943 | 1997 | 2554 | 3469 | 3471 | 3377 | 3778 | 3033 | 2569 | 2605 | 2178 | 1841 | 221.599 | 227.736 | 291.297 | 395.658 | 395.973 | 385.232 | 430.911 | 346.004 | 293.037 | 297.088 | 248.474 | 209.991 | 0 | 0 | 32815 | 32815 | 3743 | 2020 | solar PV | TRUE
60201 | N | . | CES Cherry Hill Solar | Consolidated Edison Solutions Inc | 57365 | NJ | MAT | NPCC |  | 22 | 2 | NAICS-22 Non-Cogen | PV | SUN | SUN | PJM | A |  | 0 | 0 | 0 | 0 | 0 | 0 | 0 | 0 | 0 | 0 | 0 | 0 | 0 | 0 | 0 | 0 | 0 | 0 | 0 | 0 | 0 | 0 | 0 | 0 | 0 | 0 | 0 | 0 | 0 | 0 | 0 | 0 | 0 | 0 | 0 | 0 | 840 | 944 | 1352 | 1406 | 1840 | 1932 | 1820 | 1572 | 1445 | 1043 | 957 | 663 | 840 | 944 | 1352 | 1406 | 1840 | 1932 | 1820 | 1572 | 1445 | 1043 | 957 | 663 | 95.863 | 107.703 | 154.255 | 160.408 | 209.931 | 220.371 | 207.555 | 179.335 | 164.779 | 118.991 | 109.188 | 75.621 | 0 | 0 | 15814 | 15814 | 1804 | 2020 | solar PV | TRUE
60207 | N | . | Hemlock Solar | Hemlock Solar LLC | 59977 | NC | SAT | SERC |  | 22 | 2 | NAICS-22 Non-Cogen | PV | SUN | SUN | PJM | A |  | 0 | 0 | 0 | 0 | 0 | 0 | 0 | 0 | 0 | 0 | 0 | 0 | 0 | 0 | 0 | 0 | 0 | 0 | 0 | 0 | 0 | 0 | 0 | 0 | 0 | 0 | 0 | 0 | 0 | 0 | 0 | 0 | 0 | 0 | 0 | 0 | 4924 | 5060 | 6472 | 8791 | 8798 | 8559 | 9574 | 7688 | 6511 | 6601 | 5521 | 4666 | 4924 | 5060 | 6472 | 8791 | 8798 | 8559 | 9574 | 7688 | 6511 | 6601 | 5521 | 4666 | 561.602 | 577.16 | 738.244 | 1002.729 | 1003.526 | 976.306 | 1092.072 | 876.889 | 742.653 | 752.92 | 629.714 | 532.185 | 0 | 0 | 83165 | 83165 | 9486 | 2020 | solar PV | TRUE
60208 | N | . | Long Farm 46 Solar, LLC | Long Farm 46 Solar, LLC | 59996 | NC | SAT | SERC |  | 22 | 2 | NAICS-22 Non-Cogen | PV | SUN | SUN | PJM | A |  | 0 | 0 | 0 | 0 | 0 | 0 | 0 | 0 | 0 | 0 | 0 | 0 | 0 | 0 | 0 | 0 | 0 | 0 | 0 | 0 | 0 | 0 | 0 | 0 | 0 | 0 | 0 | 0 | 0 | 0 | 0 | 0 | 0 | 0 | 0 | 0 | 4428 | 4551 | 5821 | 7907 | 7913 | 7698 | 8611 | 6915 | 5856 | 5937 | 4965 | 4196 | 4428 | 4551 | 5821 | 7907 | 7913 | 7698 | 8611 | 6915 | 5856 | 5937 | 4965 | 4196 | 505.124 | 519.115 | 663.999 | 901.885 | 902.602 | 878.119 | 982.243 | 788.701 | 667.965 | 677.199 | 566.384 | 478.664 | 0 | 0 | 74798 | 74798 | 8532 | 2020 | solar PV | TRUE
60209 | N | . | HXNAir Solar One | HXNAir Solar One LLC | 59978 | NC | SAT | SERC |  | 22 | 2 | NAICS-22 Non-Cogen | PV | SUN | SUN | PJM | A |  | 0 | 0 | 0 | 0 | 0 | 0 | 0 | 0 | 0 | 0 | 0 | 0 | 0 | 0 | 0 | 0 | 0 | 0 | 0 | 0 | 0 | 0 | 0 | 0 | 0 | 0 | 0 | 0 | 0 | 0 | 0 | 0 | 0 | 0 | 0 | 0 | 4354 | 4474 | 5723 | 7773 | 7780 | 7569 | 8466 | 6798 | 5757 | 5837 | 4882 | 4126 | 4354 | 4474 | 5723 | 7773 | 7780 | 7569 | 8466 | 6798 | 5757 | 5837 | 4882 | 4126 | 496.598 | 510.354 | 652.793 | 886.663 | 887.368 | 863.299 | 965.665 | 775.389 | 656.691 | 665.77 | 556.825 | 470.585 | 0 | 0 | 73539 | 73539 | 8388 | 2020 | solar PV | TRUE
60210 | N | . | Cotton Plains Wind Farm | Cotton Plains Wind I, LLC | 59979 | TX | WSC | TRE |  | 22 | 2 | NAICS-22 Non-Cogen | WT | WND | WND | ERCO | M |  | 0 | 0 | 0 | 0 | 0 | 0 | 0 | 0 | 0 | 0 | 0 | 0 | 0 | 0 | 0 | 0 | 0 | 0 | 0 | 0 | 0 | 0 | 0 | 0 | 0 | 0 | 0 | 0 | 0 | 0 | 0 | 0 | 0 | 0 | 0 | 0 | 162610 | 139150 | 128980 | 128191 | 136888 | 165661 | 123010 | 123773 | 101873 | 156771 | 170658 | 149372 | 162610 | 139150 | 128980 | 128191 | 136888 | 165661 | 123010 | 123773 | 101873 | 156771 | 170658 | 149372 | 18548 | 15872 | 14712 | 14622 | 15614 | 18896 | 14031 | 14118 | 11620 | 17882 | 19466 | 17038 | 0 | 0 | 1686937 | 1686937 | 192419 | 2020 | onshore wind | TRUE
60213 | N | . | NA 1(Hagerstown) | Innolith Snook LLC | 63754 | MD | SAT | RFC |  | 22 | 2 | NAICS-22 Non-Cogen | BA | MWH | OTH | PJM | A | megawatthours | 889 | 861 | . | . | . | . | . | . | . | . | . | . | 889 | 861 | . | . | . | . | . | . | . | . | . | . | 0 | 0 | . | . | . | . | . | . | . | . | . | . | 0 | 0 | . | . | . | . | . | . | . | . | . | . | 0 | 0 | . | . | . | . | . | . | . | . | . | . | -177.702 | -172.298 | . | . | . | . | . | . | . | . | . | . | 1750 | 1750 | 0 | 0 | -350 | 2020 | other | TRUE
60217 | N | . | Rocksprings | Rocksprings Val Verde Wind, LLC | 59999 | TX | WSC | TRE |  | 22 | 2 | NAICS-22 Non-Cogen | WT | WND | WND | ERCO | M |  | 0 | 0 | 0 | 0 | 0 | 0 | 0 | 0 | 0 | 0 | 0 | 0 | 0 | 0 | 0 | 0 | 0 | 0 | 0 | 0 | 0 | 0 | 0 | 0 | 0 | 0 | 0 | 0 | 0 | 0 | 0 | 0 | 0 | 0 | 0 | 0 | 345507 | 363471 | 335101 | 364742 | 438297 | 447696 | 385993 | 355835 | 251972 | 383644 | 371072 | 355151 | 345507 | 363471 | 335101 | 364742 | 438297 | 447696 | 385993 | 355835 | 251972 | 383644 | 371072 | 355151 | 39410 | 41459 | 38223 | 41604 | 49994 | 51066 | 44028 | 40588 | 28741 | 43760 | 42326 | 40510 | 0 | 0 | 4398481 | 4398481 | 501709 | 2020 | onshore wind | TRUE
60218 | N | . | Frontier Windpower | Frontier Windpower, LLC | 59998 | OK | WSC | MRO |  | 22 | 2 | NAICS-22 Non-Cogen | WT | WND | WND | SPA | M |  | 0 | 0 | 0 | 0 | 0 | 0 | 0 | 0 | 0 | 0 | 0 | 0 | 0 | 0 | 0 | 0 | 0 | 0 | 0 | 0 | 0 | 0 | 0 | 0 | 0 | 0 | 0 | 0 | 0 | 0 | 0 | 0 | 0 | 0 | 0 | 0 | 489058 | 481764 | 398802 | 546412 | 413934 | 573292 | 319732 | 318496 | 323327 | 542186 | 613708 | 413837 | 489058 | 481764 | 398802 | 546412 | 413934 | 573292 | 319732 | 318496 | 323327 | 542186 | 613708 | 413837 | 55784 | 54952 | 45489 | 62326 | 47215 | 65392 | 36470 | 36329 | 36880 | 61844 | 70002 | 47204 | 0 | 0 | 5434548 | 5434548 | 619887 | 2020 | onshore wind | TRUE
60219 | N | . | Strata Roof 1 | Strata Roof 1, LLC | 60004 | CA | PACC | WECC |  | 22 | 2 | NAICS-22 Non-Cogen | PV | SUN | SUN | BANC | A |  | 0 | 0 | 0 | 0 | 0 | 0 | 0 | 0 | 0 | 0 | 0 | 0 | 0 | 0 | 0 | 0 | 0 | 0 | 0 | 0 | 0 | 0 | 0 | 0 | 0 | 0 | 0 | 0 | 0 | 0 | 0 | 0 | 0 | 0 | 0 | 0 | 664 | 899 | 880 | 1109 | 1452 | 1446 | 1633 | 1353 | 1062 | 982 | 776 | 615 | 664 | 899 | 880 | 1109 | 1452 | 1446 | 1633 | 1353 | 1062 | 982 | 776 | 615 | 75.685 | 102.592 | 100.393 | 126.523 | 165.587 | 164.892 | 186.248 | 154.301 | 121.157 | 111.989 | 88.535 | 70.098 | 0 | 0 | 12871 | 12871 | 1468 | 2020 | solar PV | TRUE
60220 | Y | . | Zero Waste Energy Development Co LLC | Zero Waste Energy Development Company LLC | 60003 | CA | PACC | WECC |  | 22 | 3 | NAICS-22 Cogen | IC | OBG | ORW | CISO | A | Mcf | 3793 | 3411 | 3594 | 3364 | 3574 | 3294 | 3699 | 3532 | 3503 | 3371 | 3394 | 3031 | 2320 | 2087 | 2200 | 2058 | 2187 | 2016 | 2264 | 2161 | 2143 | 2063 | 2077 | 1855 | 1.011 | 1.011 | 1.011 | 1.011 | 1.011 | 1.011 | 1.011 | 1.011 | 1.011 | 1.011 | 1.011 | 1.011 | 3835 | 3449 | 3634 | 3401 | 3613 | 3330 | 3740 | 3571 | 3542 | 3408 | 3431 | 3064 | 2346 | 2110 | 2224 | 2081 | 2211 | 2038 | 2289 | 2185 | 2167 | 2086 | 2100 | 1875 | 385.063 | 346.371 | 364.973 | 341.582 | 362.855 | 334.435 | 375.61 | 358.616 | 355.706 | 342.334 | 344.641 | 307.814 | 41560 | 25431 | 42018 | 25712 | 4220 | 2020 | biomass | TRUE
60222 | N | . | Bristol Plant | Ingenco Renewable Development, LLC | 59452 | VA | SAT | RFC |  | 22 | 2 | NAICS-22 Non-Cogen | IC | DFO | DFO | TVA | A | barrels | 18 | 11 | 21 | 12 | 30 | 26 | 46 | 44 | 54 | 18 | 38 | 61 | 18 | 11 | 21 | 12 | 30 | 26 | 46 | 44 | 54 | 18 | 38 | 61 | 5.775 | 5.775 | 5.775 | 5.775 | 5.775 | 5.775 | 5.775 | 5.775 | 5.775 | 5.775 | 5.775 | 5.775 | 104 | 64 | 121 | 69 | 173 | 150 | 266 | 254 | 312 | 104 | 219 | 352 | 104 | 64 | 121 | 69 | 173 | 150 | 266 | 254 | 312 | 104 | 219 | 352 | 8.69 | 4.828 | 9.653 | 5.355 | 13.527 | 11.849 | 20.861 | 20.136 | 24.81 | 8.235 | 17.142 | 27.862 | 379 | 379 | 2188 | 2188 | 172.948 | 2020 | petroleum | TRUE
60222 | N | . | Bristol Plant | Ingenco Renewable Development, LLC | 59452 | VA | SAT | RFC |  | 22 | 2 | NAICS-22 Non-Cogen | IC | LFG | MLG | TVA | A | mcf | 11858 | 10644 | 11756 | 11242 | 11763 | 10477 | 11616 | 11887 | 11451 | 10992 | 11555 | 11940 | 11858 | 10644 | 11756 | 11242 | 11763 | 10477 | 11616 | 11887 | 11451 | 10992 | 11555 | 11940 | 0.399 | 0.399 | 0.399 | 0.399 | 0.399 | 0.399 | 0.399 | 0.399 | 0.399 | 0.399 | 0.399 | 0.399 | 4731 | 4247 | 4691 | 4486 | 4693 | 4180 | 4635 | 4743 | 4569 | 4386 | 4610 | 4764 | 4731 | 4247 | 4691 | 4486 | 4693 | 4180 | 4635 | 4743 | 4569 | 4386 | 4610 | 4764 | 373.901 | 335.581 | 370.637 | 354.425 | 370.866 | 330.335 | 366.226 | 374.763 | 361.021 | 346.56 | 364.297 | 376.44 | 137181 | 137181 | 54735 | 54735 | 4325.052 | 2020 | biomass | TRUE
60223 | N | . | Equinix San Jose | Bloom Energy | 57128 | CA | PACC | WECC |  | 22 | 2 | NAICS-22 Non-Cogen | FC | NG | NG | CISO | A | mcf | 3955 | 3492 | 3877 | 2742 | 2578 | 3626 | 5073 | 6309 | 5494 | 5705 | 4557 | 5052 | 3955 | 3492 | 3877 | 2742 | 2578 | 3626 | 5073 | 6309 | 5494 | 5705 | 4557 | 5052 | 1.02 | 1.02 | 1.02 | 1.02 | 1.02 | 1.02 | 1.02 | 1.02 | 1.02 | 1.02 | 1.02 | 1.02 | 4034 | 3562 | 3955 | 2797 | 2630 | 3699 | 5174 | 6435 | 5604 | 5819 | 4648 | 5153 | 4034 | 3562 | 3955 | 2797 | 2630 | 3699 | 5174 | 6435 | 5604 | 5819 | 4648 | 5153 | 563.892 | 497.971 | 552.781 | 390.927 | 367.577 | 517.075 | 723.333 | 899.515 | 783.337 | 813.515 | 649.807 | 720.27 | 52460 | 52460 | 53510 | 53510 | 7480 | 2020 | other | TRUE
60224 | N | . | Intel Santa Clara | Bloom Energy | 57128 | CA | PACC | WECC |  | 22 | 2 | NAICS-22 Non-Cogen | FC | NG | NG | CISO | A | mcf | 3998 | 3530 | 3919 | 2771 | 2606 | 3666 | 5128 | 6377 | 5553 | 5767 | 4607 | 5106 | 3998 | 3530 | 3919 | 2771 | 2606 | 3666 | 5128 | 6377 | 5553 | 5767 | 4607 | 5106 | 1.02 | 1.02 | 1.02 | 1.02 | 1.02 | 1.02 | 1.02 | 1.02 | 1.02 | 1.02 | 1.02 | 1.02 | 4078 | 3601 | 3997 | 2826 | 2658 | 3739 | 5231 | 6505 | 5664 | 5882 | 4699 | 5208 | 4078 | 3601 | 3997 | 2826 | 2658 | 3739 | 5231 | 6505 | 5664 | 5882 | 4699 | 5208 | 573.314 | 506.293 | 562.019 | 397.46 | 373.72 | 525.716 | 735.421 | 914.547 | 796.428 | 827.11 | 660.666 | 732.306 | 53028 | 53028 | 54088 | 54088 | 7605 | 2020 | other | TRUE
60225 | N | . | CMEEC - Bozrah | Tesla Inc. | 60947 | CT | NEW | NPCC |  | 22 | 2 | NAICS-22 Non-Cogen | PV | SUN | SUN | ISNE | A |  | 0 | 0 | 0 | 0 | 0 | 0 | 0 | 0 | 0 | 0 | 0 | 0 | 0 | 0 | 0 | 0 | 0 | 0 | 0 | 0 | 0 | 0 | 0 | 0 | 0 | 0 | 0 | 0 | 0 | 0 | 0 | 0 | 0 | 0 | 0 | 0 | 1229 | 1445 | 2061 | 1939 | 2720 | 2587 | 2567 | 2359 | 2156 | 1533 | 1286 | 895 | 1229 | 1445 | 2061 | 1939 | 2720 | 2587 | 2567 | 2359 | 2156 | 1533 | 1286 | 895 | 140.229 | 164.849 | 235.069 | 221.199 | 310.229 | 295.061 | 292.795 | 269.046 | 245.897 | 174.863 | 146.698 | 102.065 | 0 | 0 | 22777 | 22777 | 2598 | 2020 | solar PV | TRUE
60226 | N | . | Rancho Seco Solar, LLC | Rancho Seco Solar, LLC | 60413 | CA | PACC | WECC |  | 22 | 2 | NAICS-22 Non-Cogen | PV | SUN | SUN | BANC | A |  | 0 | 0 | 0 | 0 | 0 | 0 | 0 | 0 | 0 | 0 | 0 | 0 | 0 | 0 | 0 | 0 | 0 | 0 | 0 | 0 | 0 | 0 | 0 | 0 | 0 | 0 | 0 | 0 | 0 | 0 | 0 | 0 | 0 | 0 | 0 | 0 | 10352 | 14032 | 13732 | 17306 | 22649 | 22554 | 25475 | 21105 | 16572 | 15318 | 12110 | 9588 | 10352 | 14032 | 13732 | 17306 | 22649 | 22554 | 25475 | 21105 | 16572 | 15318 | 12110 | 9588 | 1180.775 | 1600.596 | 1566.28 | 1973.953 | 2583.41 | 2572.561 | 2905.751 | 2407.334 | 1890.232 | 1747.193 | 1381.284 | 1093.631 | 0 | 0 | 200793 | 200793 | 22903 | 2020 | solar PV | TRUE
60227 | N | . | BJ's Wholesale Club Inc Dist Center | Tesla Inc. | 60947 | NJ | MAT | NPCC |  | 22 | 2 | NAICS-22 Non-Cogen | PV | SUN | SUN | PJM | A |  | 0 | 0 | 0 | 0 | 0 | 0 | 0 | 0 | 0 | 0 | 0 | 0 | 0 | 0 | 0 | 0 | 0 | 0 | 0 | 0 | 0 | 0 | 0 | 0 | 0 | 0 | 0 | 0 | 0 | 0 | 0 | 0 | 0 | 0 | 0 | 0 | 1086 | 1220 | 1747 | 1817 | 2378 | 2496 | 2351 | 2032 | 1867 | 1348 | 1237 | 857 | 1086 | 1220 | 1747 | 1817 | 2378 | 2496 | 2351 | 2032 | 1867 | 1348 | 1237 | 857 | 123.868 | 139.166 | 199.317 | 207.268 | 271.258 | 284.747 | 268.188 | 231.724 | 212.916 | 153.751 | 141.085 | 97.712 | 0 | 0 | 20436 | 20436 | 2331 | 2020 | solar PV | TRUE
60228 | N | . | Conn Mun Electric Energy Coop | Tesla Inc. | 60947 | CT | NEW | NPCC |  | 22 | 2 | NAICS-22 Non-Cogen | PV | SUN | SUN | ISNE | A |  | 0 | 0 | 0 | 0 | 0 | 0 | 0 | 0 | 0 | 0 | 0 | 0 | 0 | 0 | 0 | 0 | 0 | 0 | 0 | 0 | 0 | 0 | 0 | 0 | 0 | 0 | 0 | 0 | 0 | 0 | 0 | 0 | 0 | 0 | 0 | 0 | 654 | 769 | 1097 | 1032 | 1448 | 1377 | 1366 | 1256 | 1148 | 816 | 685 | 476 | 654 | 769 | 1097 | 1032 | 1448 | 1377 | 1366 | 1256 | 1148 | 816 | 685 | 476 | 74.648 | 87.754 | 125.135 | 117.752 | 165.145 | 157.071 | 155.864 | 143.222 | 130.899 | 93.085 | 78.092 | 54.333 | 0 | 0 | 12124 | 12124 | 1383 | 2020 | solar PV | TRUE
60229 | N | . | Orange County Solar Farm (NY) | Tesla Inc. | 60947 | NY | MAT | NPCC |  | 22 | 2 | NAICS-22 Non-Cogen | PV | SUN | SUN | ISNE | A |  | 0 | 0 | 0 | 0 | 0 | 0 | 0 | 0 | 0 | 0 | 0 | 0 | 0 | 0 | 0 | 0 | 0 | 0 | 0 | 0 | 0 | 0 | 0 | 0 | 0 | 0 | 0 | 0 | 0 | 0 | 0 | 0 | 0 | 0 | 0 | 0 | 1168 | 1304 | 1885 | 1890 | 2482 | 2495 | 2373 | 2015 | 1982 | 1407 | 1296 | 876 | 1168 | 1304 | 1885 | 1890 | 2482 | 2495 | 2373 | 2015 | 1982 | 1407 | 1296 | 876 | 133.188 | 148.7 | 215.008 | 215.596 | 283.119 | 284.615 | 270.694 | 229.838 | 226.03 | 160.471 | 147.779 | 99.962 | 0 | 0 | 21173 | 21173 | 2415 | 2020 | solar PV | TRUE
60230 | N | . | Estrella Mountain PV | Tesla Inc. | 60947 | AZ | MTN | WECC |  | 22 | 2 | NAICS-22 Non-Cogen | PV | SUN | SUN | AZPS | A |  | 0 | 0 | 0 | 0 | 0 | 0 | 0 | 0 | 0 | 0 | 0 | 0 | 0 | 0 | 0 | 0 | 0 | 0 | 0 | 0 | 0 | 0 | 0 | 0 | 0 | 0 | 0 | 0 | 0 | 0 | 0 | 0 | 0 | 0 | 0 | 0 | 2024 | 2338 | 2637 | 3526 | 3819 | 3649 | 3656 | 3361 | 3037 | 2863 | 2045 | 1815 | 2024 | 2338 | 2637 | 3526 | 3819 | 3649 | 3656 | 3361 | 3037 | 2863 | 2045 | 1815 | 230.888 | 266.633 | 300.843 | 402.154 | 435.609 | 416.181 | 417.034 | 383.405 | 346.416 | 326.577 | 233.229 | 207.031 | 0 | 0 | 34770 | 34770 | 3966 | 2020 | solar PV | TRUE
60231 | N | . | Genentech-Oceanside Hybrid | Tesla Inc. | 60947 | CA | PACC | WECC |  | 22 | 2 | NAICS-22 Non-Cogen | BA | MWH | OTH | CISO | A | megawatthours | 0 | 0 | 0 | 0 | 0 | 0 | 0 | 0 | 0 | 0 | 0 | 0 | 0 | 0 | 0 | 0 | 0 | 0 | 0 | 0 | 0 | 0 | 0 | 0 | 0 | 0 | 0 | 0 | 0 | 0 | 0 | 0 | 0 | 0 | 0 | 0 | 0 | 0 | 0 | 0 | 0 | 0 | 0 | 0 | 0 | 0 | 0 | 0 | 0 | 0 | 0 | 0 | 0 | 0 | 0 | 0 | 0 | 0 | 0 | 0 | 0 | 0 | 0 | 0 | 0 | 0 | 0 | 0 | 0 | 0 | 0 | 0 | 0 | 0 | 0 | 0 | 0 | 2020 | other | TRUE
60231 | N | . | Genentech-Oceanside Hybrid | Tesla Inc. | 60947 | CA | PACC | WECC |  | 22 | 2 | NAICS-22 Non-Cogen | PV | SUN | SUN | CISO | A |  | 0 | 0 | 0 | 0 | 0 | 0 | 0 | 0 | 0 | 0 | 0 | 0 | 0 | 0 | 0 | 0 | 0 | 0 | 0 | 0 | 0 | 0 | 0 | 0 | 0 | 0 | 0 | 0 | 0 | 0 | 0 | 0 | 0 | 0 | 0 | 0 | 2987 | 4049 | 3962 | 4993 | 6535 | 6507 | 7350 | 6089 | 4781 | 4419 | 3494 | 2766 | 2987 | 4049 | 3962 | 4993 | 6535 | 6507 | 7350 | 6089 | 4781 | 4419 | 3494 | 2766 | 340.677 | 461.806 | 451.905 | 569.527 | 745.369 | 742.238 | 838.371 | 694.567 | 545.372 | 504.102 | 398.53 | 315.536 | 0 | 0 | 57932 | 57932 | 6608 | 2020 | solar PV | TRUE
60232 | N | . | Onondaga County- Jamesville | Tesla Inc. | 60947 | NY | MAT | NPCC |  | 22 | 2 | NAICS-22 Non-Cogen | PV | SUN | SUN | NYIS | A |  | 0 | 0 | 0 | 0 | 0 | 0 | 0 | 0 | 0 | 0 | 0 | 0 | 0 | 0 | 0 | 0 | 0 | 0 | 0 | 0 | 0 | 0 | 0 | 0 | 0 | 0 | 0 | 0 | 0 | 0 | 0 | 0 | 0 | 0 | 0 | 0 | 1047 | 1169 | 1690 | 1694 | 2225 | 2237 | 2128 | 1806 | 1776 | 1261 | 1161 | 786 | 1047 | 1169 | 1690 | 1694 | 2225 | 2237 | 2128 | 1806 | 1776 | 1261 | 1161 | 786 | 119.401 | 133.307 | 192.75 | 193.277 | 253.81 | 255.152 | 242.672 | 206.045 | 202.632 | 143.859 | 132.481 | 89.614 | 0 | 0 | 18980 | 18980 | 2165 | 2020 | solar PV | TRUE
60233 | N | . | RE Garland | Southern Power Co | 17650 | CA | PACC | WECC |  | 22 | 2 | NAICS-22 Non-Cogen | PV | SUN | SUN | CISO | A |  | 0 | 0 | 0 | 0 | 0 | 0 | 0 | 0 | 0 | 0 | 0 | 0 | 0 | 0 | 0 | 0 | 0 | 0 | 0 | 0 | 0 | 0 | 0 | 0 | 0 | 0 | 0 | 0 | 0 | 0 | 0 | 0 | 0 | 0 | 0 | 0 | 220614 | 299054 | 292642 | 368811 | 482682 | 480655 | 542907 | 449784 | 353169 | 326444 | 258078 | 204333 | 220614 | 299054 | 292642 | 368811 | 482682 | 480655 | 542907 | 449784 | 353169 | 326444 | 258078 | 204333 | 25164.186 | 34111.284 | 33379.958 | 42068.14 | 55056.657 | 54825.445 | 61926.251 | 51304.189 | 40283.914 | 37235.512 | 29437.408 | 23307.056 | 0 | 0 | 4279173 | 4279173 | 488100 | 2020 | solar PV | TRUE
60234 | N | . | Belle Haven Diesel Generation Facility | Old Dominion Electric Coop | 40229 | VA | SAT | RFC |  | 22 | 1 | Electric Utility | IC | DFO | DFO | PJM | A | barrels | 22 | 12 | 24 | 13 | 34 | 30 | 53 | 51 | 63 | 21 | 43 | 70 | 22 | 12 | 24 | 13 | 34 | 30 | 53 | 51 | 63 | 21 | 43 | 70 | 5.79 | 5.79 | 5.79 | 5.79 | 5.79 | 5.79 | 5.79 | 5.79 | 5.79 | 5.79 | 5.79 | 5.79 | 127 | 69 | 139 | 75 | 197 | 174 | 307 | 295 | 365 | 122 | 249 | 405 | 127 | 69 | 139 | 75 | 197 | 174 | 307 | 295 | 365 | 122 | 249 | 405 | 13.113 | 7.286 | 14.568 | 8.081 | 20.414 | 17.881 | 31.482 | 30.388 | 37.441 | 12.428 | 25.87 | 42.048 | 436 | 436 | 2524 | 2524 | 261 | 2020 | petroleum | TRUE
60235 | N | . | Perdue Diesel Generation Facility | Old Dominion Electric Coop | 40229 | VA | SAT | RFC |  | 22 | 1 | Electric Utility | IC | DFO | DFO | PJM | A | barrels | 26 | 13 | 26 | 14 | 37 | 32 | 56 | 54 | 67 | 22 | 46 | 75 | 26 | 13 | 26 | 14 | 37 | 32 | 56 | 54 | 67 | 22 | 46 | 75 | 5.79 | 5.79 | 5.79 | 5.79 | 5.79 | 5.79 | 5.79 | 5.79 | 5.79 | 5.79 | 5.79 | 5.79 | 151 | 75 | 151 | 81 | 214 | 185 | 324 | 313 | 388 | 127 | 266 | 434 | 151 | 75 | 151 | 81 | 214 | 185 | 324 | 313 | 388 | 127 | 266 | 434 | 13.92 | 7.732 | 15.461 | 8.576 | 21.665 | 18.977 | 33.412 | 32.251 | 39.736 | 13.189 | 27.456 | 44.625 | 468 | 468 | 2709 | 2709 | 277 | 2020 | petroleum | TRUE
60236 | N | . | Onancock Diesel Generation Facility | Old Dominion Electric Coop | 40229 | VA | SAT | RFC |  | 22 | 1 | Electric Utility | IC | DFO | DFO | PJM | A | barrels | 20 | 11 | 23 | 13 | 32 | 28 | 49 | 48 | 59 | 20 | 41 | 66 | 20 | 11 | 23 | 13 | 32 | 28 | 49 | 48 | 59 | 20 | 41 | 66 | 5.79 | 5.79 | 5.79 | 5.79 | 5.79 | 5.79 | 5.79 | 5.79 | 5.79 | 5.79 | 5.79 | 5.79 | 116 | 64 | 133 | 75 | 185 | 162 | 284 | 278 | 342 | 116 | 237 | 382 | 116 | 64 | 133 | 75 | 185 | 162 | 284 | 278 | 342 | 116 | 237 | 382 | 12.261 | 6.811 | 13.619 | 7.554 | 19.084 | 16.717 | 29.432 | 28.408 | 35.002 | 11.618 | 24.185 | 39.309 | 410 | 410 | 2374 | 2374 | 244 | 2020 | petroleum | TRUE
60237 | N | . | Midway Solar Farm II | Dominion Renewable Energy | 58468 | CA | PACC | WECC |  | 22 | 2 | NAICS-22 Non-Cogen | PV | SUN | SUN | IID | M |  | 0 | 0 | 0 | 0 | 0 | 0 | 0 | 0 | 0 | 0 | 0 | 0 | 0 | 0 | 0 | 0 | 0 | 0 | 0 | 0 | 0 | 0 | 0 | 0 | 0 | 0 | 0 | 0 | 0 | 0 | 0 | 0 | 0 | 0 | 0 | 0 | 37093 | 42800 | 48262 | 58625 | 75124 | 69899 | 75177 | 70417 | 59519 | 48078 | 38785 | 29939 | 37093 | 42800 | 48262 | 58625 | 75124 | 69899 | 75177 | 70417 | 59519 | 48078 | 38785 | 29939 | 4231 | 4882 | 5505 | 6687 | 8569 | 7973 | 8575 | 8032 | 6789 | 5484 | 4424 | 3415 | 0 | 0 | 653718 | 653718 | 74566 | 2020 | solar PV | TRUE
60238 | N | . | McDonald Solar Farm, LLC | Cypress Creek Renewables | 61060 | IN | ENC | RFC |  | 22 | 2 | NAICS-22 Non-Cogen | PV | SUN | SUN | MISO | A |  | 0 | 0 | 0 | 0 | 0 | 0 | 0 | 0 | 0 | 0 | 0 | 0 | 0 | 0 | 0 | 0 | 0 | 0 | 0 | 0 | 0 | 0 | 0 | 0 | 0 | 0 | 0 | 0 | 0 | 0 | 0 | 0 | 0 | 0 | 0 | 0 | 2637 | 3916 | 5759 | 7068 | 8333 | 10245 | 9842 | 9253 | 7241 | 5720 | 3888 | 2827 | 2637 | 3916 | 5759 | 7068 | 8333 | 10245 | 9842 | 9253 | 7241 | 5720 | 3888 | 2827 | 300.775 | 446.661 | 656.886 | 806.251 | 950.443 | 1168.536 | 1122.631 | 1055.382 | 825.943 | 652.495 | 443.488 | 322.509 | 0 | 0 | 76729 | 76729 | 8752 | 2020 | solar PV | TRUE
60239 | N | . | Pastime Farm, LLC | Cypress Creek Renewables | 61060 | IN | ENC | RFC |  | 22 | 2 | NAICS-22 Non-Cogen | PV | SUN | SUN | MISO | A |  | 0 | 0 | 0 | 0 | 0 | 0 | 0 | 0 | 0 | 0 | 0 | 0 | 0 | 0 | 0 | 0 | 0 | 0 | 0 | 0 | 0 | 0 | 0 | 0 | 0 | 0 | 0 | 0 | 0 | 0 | 0 | 0 | 0 | 0 | 0 | 0 | 2696 | 4004 | 5889 | 7228 | 8520 | 10475 | 10064 | 9461 | 7404 | 5849 | 3976 | 2891 | 2696 | 4004 | 5889 | 7228 | 8520 | 10475 | 10064 | 9461 | 7404 | 5849 | 3976 | 2891 | 307.544 | 456.715 | 671.672 | 824.399 | 971.837 | 1194.839 | 1147.9 | 1079.137 | 844.535 | 667.182 | 453.471 | 329.769 | 0 | 0 | 78457 | 78457 | 8949 | 2020 | solar PV | TRUE
60240 | N | . | Yanceyville Farm 3, LLC | Yanceyville Farm 3, LLC | 60026 | NC | SAT | SERC |  | 22 | 2 | NAICS-22 Non-Cogen | PV | SUN | SUN | DUK | A |  | 0 | 0 | 0 | 0 | 0 | 0 | 0 | 0 | 0 | 0 | 0 | 0 | 0 | 0 | 0 | 0 | 0 | 0 | 0 | 0 | 0 | 0 | 0 | 0 | 0 | 0 | 0 | 0 | 0 | 0 | 0 | 0 | 0 | 0 | 0 | 0 | 4367 | 4488 | 5740 | 7797 | 7803 | 7591 | 8491 | 6818 | 5774 | 5854 | 4896 | 4138 | 4367 | 4488 | 5740 | 7797 | 7803 | 7591 | 8491 | 6818 | 5774 | 5854 | 4896 | 4138 | 498.078 | 511.875 | 654.738 | 889.306 | 890.013 | 865.872 | 968.543 | 777.7 | 658.648 | 667.754 | 558.485 | 471.988 | 0 | 0 | 73757 | 73757 | 8413 | 2020 | solar PV | TRUE
60241 | N | . | Union Renewable Energy Facility | Lockhart Power Co | 11118 | SC | SAT | SERC |  | 22 | 1 | Electric Utility | IC | LFG | MLG | DUK | A | mcf | 29570 | 28279 | 31474 | 29184 | 28715 | 25344 | 27492 | 27763 | 25659 | 25902 | 26816 | 30937 | 29570 | 28279 | 31474 | 29184 | 28715 | 25344 | 27492 | 27763 | 25659 | 25902 | 26816 | 30937 | 0.6 | 0.6 | 0.6 | 0.6 | 0.6 | 0.6 | 0.6 | 0.6 | 0.6 | 0.6 | 0.6 | 0.6 | 17742 | 16967 | 18884 | 17510 | 17229 | 15206 | 16495 | 16658 | 15395 | 15541 | 16090 | 18562 | 17742 | 16967 | 18884 | 17510 | 17229 | 15206 | 16495 | 16658 | 15395 | 15541 | 16090 | 18562 | 1592.231 | 1522.692 | 1694.73 | 1571.401 | 1546.13 | 1364.644 | 1480.287 | 1494.88 | 1381.579 | 1394.707 | 1443.915 | 1665.804 | 337135 | 337135 | 202279 | 202279 | 18153 | 2020 | biomass | TRUE
60242 | N | . | Algonquin SKIC 10 Solar, LLC | Algonquin Power Co | 59050 | CA | PACC | WECC |  | 22 | 2 | NAICS-22 Non-Cogen | PV | SUN | SUN | CISO | A |  | 0 | 0 | 0 | 0 | 0 | 0 | 0 | 0 | 0 | 0 | 0 | 0 | 0 | 0 | 0 | 0 | 0 | 0 | 0 | 0 | 0 | 0 | 0 | 0 | 0 | 0 | 0 | 0 | 0 | 0 | 0 | 0 | 0 | 0 | 0 | 0 | 8177 | 11085 | 10847 | 13670 | 17891 | 17816 | 20124 | 16672 | 13091 | 12100 | 9566 | 7574 | 8177 | 11085 | 10847 | 13670 | 17891 | 17816 | 20124 | 16672 | 13091 | 12100 | 9566 | 7574 | 932.74 | 1264.375 | 1237.267 | 1559.305 | 2040.74 | 2032.17 | 2295.369 | 1901.65 | 1493.171 | 1380.178 | 1091.132 | 863.903 | 0 | 0 | 158613 | 158613 | 18092 | 2020 | solar PV | TRUE
60243 | N | . | Ambler | Alaska Village Elec Coop, Inc | 221 | AK | PACN |  |  | 22 | 1 | Electric Utility | IC | DFO | DFO |  | A | barrels | 251 | 163 | 164 | 158 | 134 | 168 | 219 | 225 | 143 | 171 | 133 | 131 | 251 | 163 | 164 | 158 | 134 | 168 | 219 | 225 | 143 | 171 | 133 | 131 | 5.61 | 5.61 | 5.61 | 5.61 | 5.61 | 5.61 | 5.61 | 5.61 | 5.61 | 5.61 | 5.61 | 5.61 | 1408 | 914 | 920 | 886 | 752 | 942 | 1229 | 1262 | 802 | 959 | 746 | 735 | 1408 | 914 | 920 | 886 | 752 | 942 | 1229 | 1262 | 802 | 959 | 746 | 735 | 147.808 | 95.825 | 96.745 | 92.837 | 78.608 | 98.971 | 129.011 | 132.185 | 84.054 | 100.603 | 78.017 | 77.336 | 2060 | 2060 | 11555 | 11555 | 1212 | 2020 | petroleum | TRUE
60244 | N | . | Marshall | Alaska Village Elec Coop, Inc | 221 | AK | PACN |  |  | 22 | 1 | Electric Utility | IC | DFO | DFO |  | A | barrels | 307 | 199 | 200 | 192 | 163 | 205 | 267 | 274 | 174 | 208 | 162 | 160 | 307 | 199 | 200 | 192 | 163 | 205 | 267 | 274 | 174 | 208 | 162 | 160 | 5.61 | 5.61 | 5.61 | 5.61 | 5.61 | 5.61 | 5.61 | 5.61 | 5.61 | 5.61 | 5.61 | 5.61 | 1722 | 1116 | 1122 | 1077 | 914 | 1150 | 1498 | 1537 | 976 | 1167 | 909 | 898 | 1722 | 1116 | 1122 | 1077 | 914 | 1150 | 1498 | 1537 | 976 | 1167 | 909 | 898 | 178.178 | 115.511 | 116.62 | 111.909 | 94.758 | 119.304 | 155.515 | 159.342 | 101.322 | 121.272 | 94.045 | 93.224 | 2511 | 2511 | 14086 | 14086 | 1461 | 2020 | petroleum | TRUE
60245 | N | . | New Stuyahok | Alaska Village Elec Coop, Inc | 221 | AK | PACN |  |  | 22 | 1 | Electric Utility | IC | DFO | DFO |  | A | barrels | 422 | 273 | 275 | 264 | 224 | 282 | 367 | 376 | 239 | 286 | 222 | 220 | 422 | 273 | 275 | 264 | 224 | 282 | 367 | 376 | 239 | 286 | 222 | 220 | 5.61 | 5.61 | 5.61 | 5.61 | 5.61 | 5.61 | 5.61 | 5.61 | 5.61 | 5.61 | 5.61 | 5.61 | 2367 | 1532 | 1543 | 1481 | 1257 | 1582 | 2059 | 2109 | 1341 | 1604 | 1245 | 1234 | 2367 | 1532 | 1543 | 1481 | 1257 | 1582 | 2059 | 2109 | 1341 | 1604 | 1245 | 1234 | 225.62 | 146.267 | 147.671 | 141.706 | 119.987 | 151.069 | 196.922 | 201.768 | 128.299 | 153.561 | 119.085 | 118.045 | 3450 | 3450 | 19354 | 19354 | 1850 | 2020 | petroleum | TRUE
60247 | N | . | Valley View Solar | SR Clinch | 60036 | CO | MTN | WECC |  | 22 | 2 | NAICS-22 Non-Cogen | PV | SUN | SUN | WACM | A |  | 0 | 0 | 0 | 0 | 0 | 0 | 0 | 0 | 0 | 0 | 0 | 0 | 0 | 0 | 0 | 0 | 0 | 0 | 0 | 0 | 0 | 0 | 0 | 0 | 0 | 0 | 0 | 0 | 0 | 0 | 0 | 0 | 0 | 0 | 0 | 0 | 5089 | 5361 | 8213 | 9179 | 10659 | 10333 | 10710 | 8729 | 8507 | 6410 | 5523 | 4173 | 5089 | 5361 | 8213 | 9179 | 10659 | 10333 | 10710 | 8729 | 8507 | 6410 | 5523 | 4173 | 580.527 | 611.525 | 936.82 | 1046.991 | 1215.773 | 1178.676 | 1221.598 | 995.627 | 970.316 | 731.107 | 630.013 | 476.027 | 0 | 0 | 92886 | 92886 | 10595 | 2020 | solar PV | TRUE
60248 | N | . | Skylark | SR Clinch | 60036 | CO | MTN | WECC |  | 22 | 2 | NAICS-22 Non-Cogen | PV | SUN | SUN | WACM | A |  | 0 | 0 | 0 | 0 | 0 | 0 | 0 | 0 | 0 | 0 | 0 | 0 | 0 | 0 | 0 | 0 | 0 | 0 | 0 | 0 | 0 | 0 | 0 | 0 | 0 | 0 | 0 | 0 | 0 | 0 | 0 | 0 | 0 | 0 | 0 | 0 | 4487 | 4727 | 7241 | 8093 | 9397 | 9110 | 9442 | 7696 | 7500 | 5651 | 4870 | 3679 | 4487 | 4727 | 7241 | 8093 | 9397 | 9110 | 9442 | 7696 | 7500 | 5651 | 4870 | 3679 | 511.814 | 539.147 | 825.94 | 923.072 | 1071.877 | 1039.171 | 1077.013 | 877.787 | 855.472 | 644.575 | 555.446 | 419.686 | 0 | 0 | 81893 | 81893 | 9341 | 2020 | solar PV | TRUE
60249 | Y | . | Silicon Valley Clean Water | Silicon Valley Clean Water | 60038 | CA | PACC | WECC |  | 22 | 3 | NAICS-22 Cogen | BA | MWH | OTH | CISO | A | megawatthours | . | . | . | . | . | . | . | . | . | . | 0 | 0 | . | . | . | . | . | . | . | . | . | . | 0 | 0 | . | . | . | . | . | . | . | . | . | . | 0 | 0 | . | . | . | . | . | . | . | . | . | . | 0 | 0 | . | . | . | . | . | . | . | . | . | . | 0 | 0 | . | . | . | . | . | . | . | . | . | . | 11.891 | 11.109 | 0 | 0 | 0 | 0 | 23 | 2020 | other | TRUE
60249 | Y | . | Silicon Valley Clean Water | Silicon Valley Clean Water | 60038 | CA | PACC | WECC |  | 22 | 3 | NAICS-22 Cogen | IC | NG | NG | CISO | A | mcf | 326 | 289 | 320 | 227 | 213 | 300 | 419 | 521 | 454 | 472 | 377 | 418 | 154 | 137 | 151 | 107 | 101 | 142 | 198 | 247 | 215 | 223 | 178 | 197 | 1.03 | 1.03 | 1.03 | 1.03 | 1.03 | 1.03 | 1.03 | 1.03 | 1.03 | 1.03 | 1.03 | 1.03 | 336 | 298 | 330 | 234 | 219 | 309 | 432 | 537 | 468 | 486 | 388 | 431 | 159 | 141 | 156 | 110 | 104 | 146 | 204 | 254 | 221 | 230 | 183 | 203 | 27.614 | 24.386 | 27.07 | 19.144 | 18 | 25.321 | 35.422 | 44.049 | 38.36 | 39.838 | 31.821 | 35.272 | 4336 | 2050 | 4468 | 2111 | 366.297 | 2020 | natural gas peaker | TRUE
60249 | Y | . | Silicon Valley Clean Water | Silicon Valley Clean Water | 60038 | CA | PACC | WECC |  | 22 | 3 | NAICS-22 Cogen | IC | OBG | ORW | CISO | A | Mcf | 10472 | 9422 | 9928 | 9291 | 9870 | 9097 | 10217 | 9755 | 9676 | 9312 | 9375 | 8373 | 4951 | 4454 | 4694 | 4393 | 4666 | 4301 | 4830 | 4612 | 4575 | 4402 | 4432 | 3958 | 0.595 | 0.595 | 0.595 | 0.595 | 0.595 | 0.595 | 0.595 | 0.595 | 0.595 | 0.595 | 0.595 | 0.595 | 6231 | 5606 | 5907 | 5528 | 5873 | 5413 | 6079 | 5804 | 5757 | 5541 | 5578 | 4982 | 2946 | 2650 | 2793 | 2614 | 2776 | 2559 | 2874 | 2744 | 2722 | 2619 | 2637 | 2355 | 511.14 | 459.779 | 484.472 | 453.422 | 481.66 | 443.935 | 498.592 | 476.033 | 472.17 | 454.42 | 457.483 | 408.597 | 114788 | 54268 | 68299 | 32289 | 5601.703 | 2020 | biomass | TRUE
60250 | N | . | Swampy Acres Microgrid | Kodiak Electric Assn Inc | 10433 | AK | PACN |  |  | 22 | 1 | Electric Utility | IC | DFO | DFO | NA | A | barrels | 10 | 6 | 6 | 6 | 5 | 6 | 8 | 8 | 5 | 6 | 5 | 5 | 10 | 6 | 6 | 6 | 5 | 6 | 8 | 8 | 5 | 6 | 5 | 5 | 5.77 | 5.77 | 5.77 | 5.77 | 5.77 | 5.77 | 5.77 | 5.77 | 5.77 | 5.77 | 5.77 | 5.77 | 58 | 35 | 35 | 35 | 29 | 35 | 46 | 46 | 29 | 35 | 29 | 29 | 58 | 35 | 35 | 35 | 29 | 35 | 46 | 46 | 29 | 35 | 29 | 29 | 0 | 0 | 0 | 0 | 0 | 0 | 0 | 0 | 0 | 0 | 0 | 0 | 76 | 76 | 441 | 441 | 0 | 2020 | petroleum | TRUE
60251 | N | . | IMPA Huntingburg Solar Park | Indiana Municipal Power Agency | 9234 | IN | ENC | RFC |  | 22 | 1 | Electric Utility | PV | SUN | SUN | MISO | A |  | 0 | 0 | 0 | 0 | 0 | 0 | 0 | 0 | 0 | 0 | 0 | 0 | 0 | 0 | 0 | 0 | 0 | 0 | 0 | 0 | 0 | 0 | 0 | 0 | 0 | 0 | 0 | 0 | 0 | 0 | 0 | 0 | 0 | 0 | 0 | 0 | 709 | 1053 | 1548 | 1900 | 2240 | 2754 | 2646 | 2488 | 1947 | 1538 | 1045 | 760 | 709 | 1053 | 1548 | 1900 | 2240 | 2754 | 2646 | 2488 | 1947 | 1538 | 1045 | 760 | 80.866 | 120.086 | 176.606 | 216.763 | 255.529 | 314.164 | 301.822 | 283.742 | 222.057 | 175.425 | 119.233 | 86.707 | 0 | 0 | 20628 | 20628 | 2353 | 2020 | solar PV | TRUE
60252 | N | . | IMPA Washington Solar Park | Indiana Municipal Power Agency | 9234 | IN | ENC | RFC |  | 22 | 1 | Electric Utility | PV | SUN | SUN | MISO | A |  | 0 | 0 | 0 | 0 | 0 | 0 | 0 | 0 | 0 | 0 | 0 | 0 | 0 | 0 | 0 | 0 | 0 | 0 | 0 | 0 | 0 | 0 | 0 | 0 | 0 | 0 | 0 | 0 | 0 | 0 | 0 | 0 | 0 | 0 | 0 | 0 | 1483 | 2202 | 3239 | 3975 | 4686 | 5761 | 5535 | 5203 | 4072 | 3217 | 2187 | 1590 | 1483 | 2202 | 3239 | 3975 | 4686 | 5761 | 5535 | 5203 | 4072 | 3217 | 2187 | 1590 | 169.15 | 251.196 | 369.423 | 453.424 | 534.516 | 657.168 | 631.352 | 593.532 | 464.499 | 366.954 | 249.411 | 181.375 | 0 | 0 | 43150 | 43150 | 4922 | 2020 | solar PV | TRUE
60253 | N | . | IMPA Anderson Solar Park | Indiana Municipal Power Agency | 9234 | IN | ENC | RFC |  | 22 | 1 | Electric Utility | PV | SUN | SUN | PJM | A |  | 0 | 0 | 0 | 0 | 0 | 0 | 0 | 0 | 0 | 0 | 0 | 0 | 0 | 0 | 0 | 0 | 0 | 0 | 0 | 0 | 0 | 0 | 0 | 0 | 0 | 0 | 0 | 0 | 0 | 0 | 0 | 0 | 0 | 0 | 0 | 0 | 1722 | 2557 | 3760 | 4615 | 5440 | 6688 | 6426 | 6041 | 4728 | 3735 | 2538 | 1846 | 1722 | 2557 | 3760 | 4615 | 5440 | 6688 | 6426 | 6041 | 4728 | 3735 | 2538 | 1846 | 196.368 | 291.616 | 428.867 | 526.385 | 620.525 | 762.913 | 732.943 | 689.037 | 539.241 | 426.001 | 289.544 | 210.56 | 0 | 0 | 50096 | 50096 | 5714 | 2020 | solar PV | TRUE
60254 | N | . | Owatonna Energy Station | Southern Minnesota Mun P Agny | 40580 | MN | WNC | MRO |  | 22 | 1 | Electric Utility | IC | NG | NG | MISO | A | mcf | 27009 | 18993 | 18426 | 16654 | 13217 | 19603 | 25900 | 19306 | 11851 | 16560 | 12871 | 20329 | 27009 | 18993 | 18426 | 16654 | 13217 | 19603 | 25900 | 19306 | 11851 | 16560 | 12871 | 20329 | 1 | 1 | 1 | 1 | 1 | 1 | 1 | 1 | 1 | 1 | 1 | 1 | 27009 | 18993 | 18426 | 16654 | 13217 | 19603 | 25900 | 19306 | 11851 | 16560 | 12871 | 20329 | 27009 | 18993 | 18426 | 16654 | 13217 | 19603 | 25900 | 19306 | 11851 | 16560 | 12871 | 20329 | 2960.675 | 2082.111 | 2019.959 | 1825.678 | 1448.929 | 2148.976 | 2839.269 | 2116.398 | 1299.135 | 1815.363 | 1411.008 | 2228.499 | 220719 | 220719 | 220719 | 220719 | 24196 | 2020 | natural gas peaker | TRUE
60255 | N | . | Weymouth Solar Plant | Metropolitan Water District of S CA | 12397 | CA | PACC | WECC |  | 22 | 1 | Electric Utility | PV | SUN | SUN | CISO | A |  | 0 | 0 | 0 | 0 | 0 | 0 | 0 | 0 | 0 | 0 | 0 | 0 | 0 | 0 | 0 | 0 | 0 | 0 | 0 | 0 | 0 | 0 | 0 | 0 | 0 | 0 | 0 | 0 | 0 | 0 | 0 | 0 | 0 | 0 | 0 | 0 | 2262 | 3067 | 3001 | 3782 | 4949 | 4929 | 5567 | 4612 | 3621 | 3347 | 2646 | 2095 | 2262 | 3067 | 3001 | 3782 | 4949 | 4929 | 5567 | 4612 | 3621 | 3347 | 2646 | 2095 | 258.031 | 349.779 | 342.28 | 431.369 | 564.554 | 562.183 | 634.995 | 526.076 | 413.073 | 381.815 | 301.853 | 238.992 | 0 | 0 | 43878 | 43878 | 5005 | 2020 | solar PV | TRUE
60256 | N | . | Bluestem | Bluestem Wind Energy, LLC | 60044 | OK | WSC | MRO |  | 22 | 2 | NAICS-22 Non-Cogen | WT | WND | WND | SWPP | M |  | 0 | 0 | 0 | 0 | 0 | 0 | 0 | 0 | 0 | 0 | 0 | 0 | 0 | 0 | 0 | 0 | 0 | 0 | 0 | 0 | 0 | 0 | 0 | 0 | 0 | 0 | 0 | 0 | 0 | 0 | 0 | 0 | 0 | 0 | 0 | 0 | 570776 | 589046 | 671719 | 679548 | 623316 | 829946 | 471147 | 572801 | 512379 | 567286 | 501008 | 528747 | 570776 | 589046 | 671719 | 679548 | 623316 | 829946 | 471147 | 572801 | 512379 | 567286 | 501008 | 528747 | 65105 | 67189 | 76619 | 77512 | 71098 | 94667 | 53741 | 65336 | 58444 | 64707 | 57147 | 60311 | 0 | 0 | 7117719 | 7117719 | 811876 | 2020 | onshore wind | TRUE
60257 | N | . | Stainback Solar Farm | Cypress Creek Renewables | 61060 | NC | SAT | SERC |  | 22 | 2 | NAICS-22 Non-Cogen | PV | SUN | SUN | DUK | A |  | 0 | 0 | 0 | 0 | 0 | 0 | 0 | 0 | 0 | 0 | 0 | 0 | 0 | 0 | 0 | 0 | 0 | 0 | 0 | 0 | 0 | 0 | 0 | 0 | 0 | 0 | 0 | 0 | 0 | 0 | 0 | 0 | 0 | 0 | 0 | 0 | 4747 | 4878 | 6240 | 8475 | 8482 | 8252 | 9230 | 7411 | 6277 | 6364 | 5322 | 4498 | 4747 | 4878 | 6240 | 8475 | 8482 | 8252 | 9230 | 7411 | 6277 | 6364 | 5322 | 4498 | 541.414 | 556.412 | 711.706 | 966.683 | 967.451 | 941.21 | 1052.815 | 845.366 | 715.956 | 725.854 | 607.078 | 513.055 | 0 | 0 | 80176 | 80176 | 9145 | 2020 | solar PV | TRUE
60258 | N | . | Alta Luna | TPE Alta Luna, LLC | 60046 | NM | MTN | WECC |  | 22 | 2 | NAICS-22 Non-Cogen | PV | SUN | SUN | PNM | M |  | 0 | 0 | 0 | 0 | 0 | 0 | 0 | 0 | 0 | 0 | 0 | 0 | 0 | 0 | 0 | 0 | 0 | 0 | 0 | 0 | 0 | 0 | 0 | 0 | 0 | 0 | 0 | 0 | 0 | 0 | 0 | 0 | 0 | 0 | 0 | 0 | 37146 | 41871 | 43931 | 64429 | 63754 | 53224 | 57406 | 49516 | 53321 | 53023 | 41994 | 41345 | 37146 | 41871 | 43931 | 64429 | 63754 | 53224 | 57406 | 49516 | 53321 | 53023 | 41994 | 41345 | 4237 | 4776 | 5011 | 7349 | 7272 | 6071 | 6548 | 5648 | 6082 | 6048 | 4790 | 4716 | 0 | 0 | 600960 | 600960 | 68548 | 2020 | solar PV | TRUE
60259 | N | . | Pioneer Wind Park, LLC | Sustainable Power Group, LLC | 58661 | WY | MTN | WECC |  | 22 | 2 | NAICS-22 Non-Cogen | WT | WND | WND | PACE | A |  | 0 | 0 | 0 | 0 | 0 | 0 | 0 | 0 | 0 | 0 | 0 | 0 | 0 | 0 | 0 | 0 | 0 | 0 | 0 | 0 | 0 | 0 | 0 | 0 | 0 | 0 | 0 | 0 | 0 | 0 | 0 | 0 | 0 | 0 | 0 | 0 | 320252 | 277677 | 210731 | 179149 | 163087 | 170333 | 149756 | 125052 | 121610 | 208801 | 307694 | 327881 | 320252 | 277677 | 210731 | 179149 | 163087 | 170333 | 149756 | 125052 | 121610 | 208801 | 307694 | 327881 | 36529.212 | 31672.969 | 24036.887 | 20434.473 | 18602.4 | 19428.862 | 17081.789 | 14263.963 | 13871.345 | 23816.728 | 35096.881 | 37399.491 | 0 | 0 | 2562023 | 2562023 | 292235 | 2020 | onshore wind | TRUE
60260 | N | . | Brevig Mission | Alaska Village Elec Coop, Inc | 221 | AK | PACN |  |  | 22 | 1 | Electric Utility | IC | DFO | DFO | NA | A | barrels | 241 | 157 | 158 | 152 | 129 | 162 | 211 | 216 | 137 | 165 | 128 | 126 | 241 | 157 | 158 | 152 | 129 | 162 | 211 | 216 | 137 | 165 | 128 | 126 | 5.61 | 5.61 | 5.61 | 5.61 | 5.61 | 5.61 | 5.61 | 5.61 | 5.61 | 5.61 | 5.61 | 5.61 | 1352 | 881 | 886 | 853 | 724 | 909 | 1184 | 1212 | 769 | 926 | 718 | 707 | 1352 | 881 | 886 | 853 | 724 | 909 | 1184 | 1212 | 769 | 926 | 718 | 707 | 150.494 | 97.564 | 98.501 | 94.522 | 80.035 | 100.767 | 131.352 | 134.585 | 85.579 | 102.429 | 79.433 | 78.739 | 1982 | 1982 | 11121 | 11121 | 1234 | 2020 | petroleum | TRUE
60261 | N | . | Playa Solar 2 | EDF Renewable Asset Holdings, Inc. | 57170 | NV | MTN | WECC |  | 22 | 2 | NAICS-22 Non-Cogen | PV | SUN | SUN | NEVP | M |  | 0 | 0 | 0 | 0 | 0 | 0 | 0 | 0 | 0 | 0 | 0 | 0 | 0 | 0 | 0 | 0 | 0 | 0 | 0 | 0 | 0 | 0 | 0 | 0 | 0 | 0 | 0 | 0 | 0 | 0 | 0 | 0 | 0 | 0 | 0 | 0 | 122720 | 174498 | 197494 | 238541 | 297394 | 288838 | 284174 | 252367 | 225066 | 196249 | 139141 | 121695 | 122720 | 174498 | 197494 | 238541 | 297394 | 288838 | 284174 | 252367 | 225066 | 196249 | 139141 | 121695 | 13998 | 19904 | 22527 | 27209 | 33922 | 32946 | 32414 | 28786 | 25672 | 22385 | 15871 | 13881 | 0 | 0 | 2538177 | 2538177 | 289515 | 2020 | solar PV | TRUE
60262 | N | . | Prairie Breeze II | Invenergy Services LLC | 49893 | NE | WNC | MRO |  | 22 | 2 | NAICS-22 Non-Cogen | WT | WND | WND | SWPP | A |  | 0 | 0 | 0 | 0 | 0 | 0 | 0 | 0 | 0 | 0 | 0 | 0 | 0 | 0 | 0 | 0 | 0 | 0 | 0 | 0 | 0 | 0 | 0 | 0 | 0 | 0 | 0 | 0 | 0 | 0 | 0 | 0 | 0 | 0 | 0 | 0 | 229150 | 241228 | 233484 | 225903 | 195102 | 245815 | 177659 | 211056 | 229180 | 234217 | 248699 | 246408 | 229150 | 241228 | 233484 | 225903 | 195102 | 245815 | 177659 | 211056 | 229180 | 234217 | 248699 | 246408 | 26137.846 | 27515.492 | 26632.155 | 25767.412 | 22254.177 | 28038.623 | 20264.527 | 24073.892 | 26141.196 | 26715.745 | 28367.631 | 28106.304 | 0 | 0 | 2717901 | 2717901 | 310015 | 2020 | onshore wind | TRUE
60263 | Y | . | Durham AWTF | Clean Water Services | 60047 | OR | PACC | WECC |  | 22132 | 5 | Commercial NAICS Cogen | IC | OBG | ORW | PGE | M | Mcf | 19634 | 17887 | 19032 | 16993 | 17025 | 15575 | 18181 | 18046 | 14333 | 17088 | 17986 | 18103 | 19634 | 17887 | 19031 | 16993 | 17025 | 15575 | 18181 | 18046 | 14333 | 17088 | 17986 | 18103 | 0.64 | 0.636 | 0.636 | 0.636 | 0.636 | 0.636 | 0.636 | 0.636 | 0.636 | 0.636 | 0.636 | 0.646 | 12566 | 11376 | 12104 | 10808 | 10828 | 9906 | 11563 | 11477 | 9116 | 10868 | 11439 | 11695 | 12566 | 11376 | 12104 | 10808 | 10828 | 9906 | 11563 | 11477 | 9116 | 10868 | 11439 | 11695 | 1184 | 1081 | 1165 | 1026 | 1017 | 932 | 1096 | 1078 | 853 | 1001 | 1078 | 1075 | 209883 | 209882 | 133746 | 133746 | 12586 | 2020 | biomass | FALSE
60264 | N | . | Bacliff | PHR Holdings LLC | 60048 | TX | WSC | TRE |  | 22 | 2 | NAICS-22 Non-Cogen | GT | NG | NG | ERCO | M | mcf | 1698 | 10370 | 101326 | 25161 | 52590 | 66577 | 362373 | 453573 | 96128 | 278258 | 113753 | 33050 | 1698 | 10370 | 101326 | 25161 | 52590 | 66577 | 362373 | 453573 | 96128 | 278258 | 113753 | 33050 | 1.02 | 1.02 | 1.02 | 1.02 | 1.02 | 1.02 | 1.02 | 1.02 | 1.02 | 1.02 | 1.02 | 1.02 | 1732 | 10577 | 103353 | 25664 | 53642 | 67909 | 369620 | 462644 | 98051 | 283823 | 116028 | 33711 | 1732 | 10577 | 103353 | 25664 | 53642 | 67909 | 369620 | 462644 | 98051 | 283823 | 116028 | 33711 | 131 | 681 | 6779 | 1926 | 3786 | 4887 | 26275 | 33074 | 7032 | 21024 | 8716 | 2468 | 1594857 | 1594857 | 1626754 | 1626754 | 116779 | 2020 | natural gas peaker | TRUE
60265 | N | . | Junction Road | NJR Clean Energy Ventures Corporation | 56990 | NJ | MAT | RFC |  | 22 | 2 | NAICS-22 Non-Cogen | PV | SUN | SUN | PJM | A |  | 0 | 0 | 0 | 0 | 0 | 0 | 0 | 0 | 0 | 0 | 0 | 0 | 0 | 0 | 0 | 0 | 0 | 0 | 0 | 0 | 0 | 0 | 0 | 0 | 0 | 0 | 0 | 0 | 0 | 0 | 0 | 0 | 0 | 0 | 0 | 0 | 3297 | 3705 | 5306 | 5518 | 7221 | 7580 | 7139 | 6169 | 5668 | 4093 | 3756 | 2601 | 3297 | 3705 | 5306 | 5518 | 7221 | 7580 | 7139 | 6169 | 5668 | 4093 | 3756 | 2601 | 376.117 | 422.572 | 605.221 | 629.363 | 823.666 | 864.625 | 814.342 | 703.621 | 646.512 | 466.861 | 428.4 | 296.7 | 0 | 0 | 62053 | 62053 | 7078 | 2020 | solar PV | TRUE
60266 | N | . | Cedar Branch | NJR Clean Energy Ventures Corporation | 56990 | NJ | MAT | RFC |  | 22 | 2 | NAICS-22 Non-Cogen | PV | SUN | SUN | PJM | A |  | 0 | 0 | 0 | 0 | 0 | 0 | 0 | 0 | 0 | 0 | 0 | 0 | 0 | 0 | 0 | 0 | 0 | 0 | 0 | 0 | 0 | 0 | 0 | 0 | 0 | 0 | 0 | 0 | 0 | 0 | 0 | 0 | 0 | 0 | 0 | 0 | 4382 | 4923 | 7051 | 7332 | 9596 | 10073 | 9488 | 8198 | 7532 | 5439 | 4991 | 3457 | 4382 | 4923 | 7051 | 7332 | 9596 | 10073 | 9488 | 8198 | 7532 | 5439 | 4991 | 3457 | 499.828 | 561.559 | 804.281 | 836.364 | 1094.575 | 1149.005 | 1082.185 | 935.046 | 859.154 | 620.414 | 569.303 | 394.286 | 0 | 0 | 82462 | 82462 | 9406 | 2020 | solar PV | TRUE
60267 | N | . | Sharon Station | NJR Clean Energy Ventures Corporation | 56990 | NJ | MAT | RFC |  | 22 | 2 | NAICS-22 Non-Cogen | PV | SUN | SUN | PJM | A |  | 0 | 0 | 0 | 0 | 0 | 0 | 0 | 0 | 0 | 0 | 0 | 0 | 0 | 0 | 0 | 0 | 0 | 0 | 0 | 0 | 0 | 0 | 0 | 0 | 0 | 0 | 0 | 0 | 0 | 0 | 0 | 0 | 0 | 0 | 0 | 0 | 2017 | 2266 | 3245 | 3375 | 4417 | 4636 | 4367 | 3773 | 3467 | 2503 | 2297 | 1591 | 2017 | 2266 | 3245 | 3375 | 4417 | 4636 | 4367 | 3773 | 3467 | 2503 | 2297 | 1591 | 230.04 | 258.451 | 370.161 | 384.927 | 503.765 | 528.816 | 498.063 | 430.344 | 395.415 | 285.538 | 262.015 | 181.465 | 0 | 0 | 37954 | 37954 | 4329 | 2020 | solar PV | TRUE
60270 | N | . | Blue Cloud Wind Energy LLC | RWE Renewables Americas LLC | 56215 | TX | WSC | MRO |  | 22 | 2 | NAICS-22 Non-Cogen | WT | WND | WND | ERCO | M |  | 0 | 0 | 0 | 0 | 0 | 0 | 0 | 0 | 0 | 0 | 0 | 0 | 0 | 0 | 0 | 0 | 0 | 0 | 0 | 0 | 0 | 0 | 0 | 0 | 0 | 0 | 0 | 0 | 0 | 0 | 0 | 0 | 0 | 0 | 0 | 0 | 493003 | 436500 | 486463 | 420877 | 438376 | 569268 | 338205 | 405859 | 355379 | 485911 | 517086 | 425296 | 493003 | 436500 | 486463 | 420877 | 438376 | 569268 | 338205 | 405859 | 355379 | 485911 | 517086 | 425296 | 56234 | 49789 | 55488 | 48007 | 50003 | 64933 | 38577 | 46294 | 40536 | 55425 | 58981 | 48511 | 0 | 0 | 5372223 | 5372223 | 612778 | 2020 | onshore wind | TRUE
60274 | N | . | CED Westfield Solar, LLC | Consolidated Edison Development Inc. | 56769 | MA | NEW | NPCC |  | 22 | 2 | NAICS-22 Non-Cogen | PV | SUN | SUN | ISNE | A |  | 0 | 0 | 0 | 0 | 0 | 0 | 0 | 0 | 0 | 0 | 0 | 0 | 0 | 0 | 0 | 0 | 0 | 0 | 0 | 0 | 0 | 0 | 0 | 0 | 0 | 0 | 0 | 0 | 0 | 0 | 0 | 0 | 0 | 0 | 0 | 0 | 1349 | 1767 | 2688 | 2578 | 3634 | 3433 | 3381 | 3196 | 2775 | 2018 | 1443 | 1098 | 1349 | 1767 | 2688 | 2578 | 3634 | 3433 | 3381 | 3196 | 2775 | 2018 | 1443 | 1098 | 153.864 | 201.536 | 306.654 | 294.021 | 414.513 | 391.63 | 385.671 | 364.576 | 316.546 | 230.139 | 164.59 | 125.26 | 0 | 0 | 29360 | 29360 | 3349 | 2020 | solar PV | TRUE
60275 | N | . | Westside Solar Power PV1 | Westside Assets LLC | 60067 | CA | PACC | WECC |  | 22 | 2 | NAICS-22 Non-Cogen | PV | SUN | SUN | CISO | A |  | 0 | 0 | 0 | 0 | 0 | 0 | 0 | 0 | 0 | 0 | 0 | 0 | 0 | 0 | 0 | 0 | 0 | 0 | 0 | 0 | 0 | 0 | 0 | 0 | 0 | 0 | 0 | 0 | 0 | 0 | 0 | 0 | 0 | 0 | 0 | 0 | 2142 | 2904 | 2841 | 3581 | 4686 | 4667 | 5271 | 4367 | 3429 | 3169 | 2506 | 1984 | 2142 | 2904 | 2841 | 3581 | 4686 | 4667 | 5271 | 4367 | 3429 | 3169 | 2506 | 1984 | 244.321 | 331.189 | 324.089 | 408.443 | 534.549 | 532.304 | 601.247 | 498.116 | 391.12 | 361.522 | 285.81 | 226.29 | 0 | 0 | 41547 | 41547 | 4739 | 2020 | solar PV | TRUE
60276 | Y | . | West Groton CHP | Hollingsworth & Vose Co West Groton | 60058 | MA | NEW | NPCC |  | 322 | 7 | Industrial NAICS Cogen | GT | NG | NG | ISNE | A | mcf | 35030 | 27596 | 12223 | 14128 | 9961 | 26531 | 52821 | 44527 | 25919 | 28219 | 20609 | 30131 | 11551 | 9100 | 4031 | 4658 | 3284 | 8749 | 17418 | 14683 | 8547 | 9306 | 6796 | 9936 | 1.03 | 1.03 | 1.03 | 1.03 | 1.03 | 1.03 | 1.03 | 1.03 | 1.03 | 1.03 | 1.03 | 1.03 | 36081 | 28424 | 12590 | 14552 | 10260 | 27327 | 54406 | 45863 | 26697 | 29066 | 21227 | 31035 | 11898 | 9373 | 4152 | 4798 | 3383 | 9011 | 17941 | 15124 | 8803 | 9585 | 7000 | 10234 | 2411.844 | 1899.982 | 841.591 | 972.697 | 685.789 | 1826.675 | 3636.784 | 3065.733 | 1784.508 | 1942.905 | 1418.93 | 2074.562 | 327695 | 108059 | 337528 | 111302 | 22562 | 2020 | natural gas peaker | FALSE
60277 | N | . | Castor Solar | ZGlobal Inc | 60059 | CA | PACC | WECC |  | 22 | 2 | NAICS-22 Non-Cogen | PV | SUN | SUN | CISO | A |  | 0 | 0 | 0 | 0 | 0 | 0 | 0 | 0 | 0 | 0 | 0 | 0 | 0 | 0 | 0 | 0 | 0 | 0 | 0 | 0 | 0 | 0 | 0 | 0 | 0 | 0 | 0 | 0 | 0 | 0 | 0 | 0 | 0 | 0 | 0 | 0 | 1389 | 1883 | 1843 | 2323 | 3040 | 3027 | 3419 | 2833 | 2224 | 2056 | 1625 | 1287 | 1389 | 1883 | 1843 | 2323 | 3040 | 3027 | 3419 | 2833 | 2224 | 2056 | 1625 | 1287 | 158.48 | 214.829 | 210.223 | 264.941 | 346.741 | 345.285 | 390.005 | 323.108 | 253.704 | 234.505 | 185.394 | 146.785 | 0 | 0 | 26949 | 26949 | 3074 | 2020 | solar PV | TRUE
60278 | N | . | Southbridge Solar | Sustainable Power Group, LLC | 58661 | MA | NEW | NPCC |  | 22 | 2 | NAICS-22 Non-Cogen | PV | SUN | SUN | ISNE | M |  | 0 | 0 | 0 | 0 | 0 | 0 | 0 | 0 | 0 | 0 | 0 | 0 | 0 | 0 | 0 | 0 | 0 | 0 | 0 | 0 | 0 | 0 | 0 | 0 | 0 | 0 | 0 | 0 | 0 | 0 | 0 | 0 | 0 | 0 | 0 | 0 | 1280 | 1674 | 2525 | 2314 | 3156 | 3147 | 3077 | 2700 | 1262 | 2262 | 1368 | 1087 | 1280 | 1674 | 2525 | 2314 | 3156 | 3147 | 3077 | 2700 | 1262 | 2262 | 1368 | 1087 | 146 | 191 | 288 | 264 | 360 | 359 | 351 | 308 | 144 | 258 | 156 | 124 | 0 | 0 | 25852 | 25852 | 2949 | 2020 | solar PV | TRUE
60279 | N | . | Antelope Big Sky Ranch | Sustainable Power Group, LLC | 58661 | CA | PACC | WECC |  | 22 | 2 | NAICS-22 Non-Cogen | PV | SUN | SUN | CISO | A |  | 0 | 0 | 0 | 0 | 0 | 0 | 0 | 0 | 0 | 0 | 0 | 0 | 0 | 0 | 0 | 0 | 0 | 0 | 0 | 0 | 0 | 0 | 0 | 0 | 0 | 0 | 0 | 0 | 0 | 0 | 0 | 0 | 0 | 0 | 0 | 0 | 23550 | 31924 | 31239 | 39370 | 51526 | 51309 | 57955 | 48014 | 37700 | 34847 | 27549 | 21812 | 23550 | 31924 | 31239 | 39370 | 51526 | 51309 | 57955 | 48014 | 37700 | 34847 | 27549 | 21812 | 2686.243 | 3641.332 | 3563.264 | 4490.716 | 5877.222 | 5852.54 | 6610.542 | 5476.651 | 4300.252 | 3974.839 | 3142.403 | 2487.996 | 0 | 0 | 456795 | 456795 | 52104 | 2020 | solar PV | TRUE
60280 | N | . | Summer Solar LLC | Sustainable Power Group, LLC | 58661 | CA | PACC | WECC |  | 22 | 2 | NAICS-22 Non-Cogen | PV | SUN | SUN | CISO | A |  | 0 | 0 | 0 | 0 | 0 | 0 | 0 | 0 | 0 | 0 | 0 | 0 | 0 | 0 | 0 | 0 | 0 | 0 | 0 | 0 | 0 | 0 | 0 | 0 | 0 | 0 | 0 | 0 | 0 | 0 | 0 | 0 | 0 | 0 | 0 | 0 | 24535 | 33259 | 32546 | 41017 | 53680 | 53455 | 60378 | 50022 | 39277 | 36305 | 28702 | 22724 | 24535 | 33259 | 32546 | 41017 | 53680 | 53455 | 60378 | 50022 | 39277 | 36305 | 28702 | 22724 | 2798.58 | 3793.614 | 3712.281 | 4678.518 | 6123.009 | 6097.295 | 6886.996 | 5705.686 | 4480.09 | 4141.068 | 3273.819 | 2592.044 | 0 | 0 | 475900 | 475900 | 54283 | 2020 | solar PV | TRUE
60281 | N | . | Central Antelope Dry Ranch B LLC | Central Antelope Dry Ranch B LLC | 63250 | CA | PACC | WECC |  | 22 | 2 | NAICS-22 Non-Cogen | PV | SUN | SUN | CISO | A |  | 0 | 0 | 0 | 0 | 0 | 0 | 0 | 0 | 0 | 0 | 0 | 0 | 0 | 0 | 0 | 0 | 0 | 0 | 0 | 0 | 0 | 0 | 0 | 0 | 0 | 0 | 0 | 0 | 0 | 0 | 0 | 0 | 0 | 0 | 0 | 0 | 3567 | 4835 | 4732 | 5963 | 7804 | 7772 | 8778 | 7272 | 5710 | 5278 | 4173 | 3304 | 3567 | 4835 | 4732 | 5963 | 7804 | 7772 | 8778 | 7272 | 5710 | 5278 | 4173 | 3304 | 406.876 | 551.539 | 539.714 | 680.192 | 890.201 | 886.463 | 1001.274 | 829.528 | 651.343 | 602.054 | 475.968 | 376.848 | 0 | 0 | 69188 | 69188 | 7892 | 2020 | solar PV | TRUE
60283 | N | . | SR Mavericks | SR Mavericks, LLC | 60060 | CO | MTN | WECC |  | 22 | 2 | NAICS-22 Non-Cogen | PV | SUN | SUN | WACM | A |  | 0 | 0 | 0 | 0 | 0 | 0 | 0 | 0 | 0 | 0 | 0 | 0 | 0 | 0 | 0 | 0 | 0 | 0 | 0 | 0 | 0 | 0 | 0 | 0 | 0 | 0 | 0 | 0 | 0 | 0 | 0 | 0 | 0 | 0 | 0 | 0 | 7295 | 7685 | 11773 | 13157 | 15278 | 14812 | 15351 | 12512 | 12194 | 9188 | 7917 | 5982 | 7295 | 7685 | 11773 | 13157 | 15278 | 14812 | 15351 | 12512 | 12194 | 9188 | 7917 | 5982 | 832.131 | 876.568 | 1342.849 | 1500.77 | 1742.704 | 1689.529 | 1751.053 | 1427.144 | 1390.863 | 1047.978 | 903.068 | 682.343 | 0 | 0 | 133144 | 133144 | 15187 | 2020 | solar PV | TRUE
60284 | N | . | Organ Church Solar | Radian Generation | 61494 | NC | SAT | SERC |  | 22 | 2 | NAICS-22 Non-Cogen | PV | SUN | SUN | DUK | A |  | 0 | 0 | 0 | 0 | 0 | 0 | 0 | 0 | 0 | 0 | 0 | 0 | 0 | 0 | 0 | 0 | 0 | 0 | 0 | 0 | 0 | 0 | 0 | 0 | 0 | 0 | 0 | 0 | 0 | 0 | 0 | 0 | 0 | 0 | 0 | 0 | 5483 | 5634 | 7207 | 9789 | 9797 | 9531 | 10661 | 8561 | 7250 | 7350 | 6147 | 5195 | 5483 | 5634 | 7207 | 9789 | 9797 | 9531 | 10661 | 8561 | 7250 | 7350 | 6147 | 5195 | 625.366 | 642.688 | 822.061 | 1116.574 | 1117.462 | 1087.151 | 1216.061 | 976.447 | 826.97 | 838.403 | 701.209 | 592.608 | 0 | 0 | 92605 | 92605 | 10563 | 2020 | solar PV | TRUE
60285 | N | . | Red Horse III | Red Horse III | 60068 | AZ | MTN | WECC |  | 22 | 2 | NAICS-22 Non-Cogen | PV | SUN | SUN | TEPC | A |  | 0 | 0 | 0 | 0 | 0 | 0 | 0 | 0 | 0 | 0 | 0 | 0 | 0 | 0 | 0 | 0 | 0 | 0 | 0 | 0 | 0 | 0 | 0 | 0 | 0 | 0 | 0 | 0 | 0 | 0 | 0 | 0 | 0 | 0 | 0 | 0 | 39341 | 45432 | 51261 | 68523 | 74224 | 70913 | 71059 | 65329 | 59026 | 55646 | 39740 | 35276 | 39341 | 45432 | 51261 | 68523 | 74224 | 70913 | 71059 | 65329 | 59026 | 55646 | 39740 | 35276 | 4487.4 | 5182.126 | 5847.028 | 7816.04 | 8466.263 | 8088.672 | 8105.249 | 7451.652 | 6732.752 | 6347.162 | 4532.908 | 4023.748 | 0 | 0 | 675770 | 675770 | 77081 | 2020 | solar PV | TRUE
60287 | N | . | Willard Solar | NES Olympos | 63471 | NC | SAT | SERC |  | 22 | 2 | NAICS-22 Non-Cogen | PV | SUN | SUN | CPLE | A |  | . | . | . | . | . | . | . | . | . | 0 | 0 | 0 | . | . | . | . | . | . | . | . | . | 0 | 0 | 0 | . | . | . | . | . | . | . | . | . | 0 | 0 | 0 | . | . | . | . | . | . | . | . | . | 3723 | 3114 | 2632 | . | . | . | . | . | . | . | . | . | 3723 | 3114 | 2632 | . | . | . | . | . | . | . | . | . | 424.663 | 355.173 | 300.164 | 0 | 0 | 9469 | 9469 | 1080 | 2020 | solar PV | TRUE
60288 | N | . | Ajax Solar | Cypress Creek Renewables | 61060 | NC | SAT | SERC |  | 22 | 2 | NAICS-22 Non-Cogen | PV | SUN | SUN | DUK | A |  | 0 | 0 | 0 | 0 | 0 | 0 | 0 | 0 | 0 | 0 | 0 | 0 | 0 | 0 | 0 | 0 | 0 | 0 | 0 | 0 | 0 | 0 | 0 | 0 | 0 | 0 | 0 | 0 | 0 | 0 | 0 | 0 | 0 | 0 | 0 | 0 | 1997 | 2052 | 2625 | 3565 | 3568 | 3471 | 3883 | 3118 | 2640 | 2677 | 2239 | 1892 | 1997 | 2052 | 2625 | 3565 | 3568 | 3471 | 3883 | 3118 | 2640 | 2677 | 2239 | 1892 | 227.755 | 234.064 | 299.391 | 406.652 | 406.975 | 395.936 | 442.884 | 355.618 | 301.179 | 305.343 | 255.378 | 215.825 | 0 | 0 | 33727 | 33727 | 3847 | 2020 | solar PV | TRUE
60290 | N | . | Jester Solar | Sol Systems | 61677 | NC | SAT | SERC |  | 22 | 2 | NAICS-22 Non-Cogen | PV | SUN | SUN | DUK | A |  | . | . | . | . | . | . | . | . | . | . | . | 0 | . | . | . | . | . | . | . | . | . | . | . | 0 | . | . | . | . | . | . | . | . | . | . | . | 0 | . | . | . | . | . | . | . | . | . | . | . | 72608 | . | . | . | . | . | . | . | . | . | . | . | 72608 | . | . | . | . | . | . | . | . | . | . | . | 8282 | 0 | 0 | 72608 | 72608 | 8282 | 2020 | solar PV | TRUE
60291 | N | . | Trinity Solar | Capital Dynamics | 59503 | NC | SAT | SERC |  | 22 | 2 | NAICS-22 Non-Cogen | PV | SUN | SUN | DUK | A |  | 0 | 0 | 0 | 0 | 0 | 0 | 0 | 0 | 0 | 0 | 0 | 0 | 0 | 0 | 0 | 0 | 0 | 0 | 0 | 0 | 0 | 0 | 0 | 0 | 0 | 0 | 0 | 0 | 0 | 0 | 0 | 0 | 0 | 0 | 0 | 0 | 4548 | 4674 | 5979 | 8121 | 8127 | 7907 | 8844 | 7102 | 6015 | 6098 | 5100 | 4310 | 4548 | 4674 | 5979 | 8121 | 8127 | 7907 | 8844 | 7102 | 6015 | 6098 | 5100 | 4310 | 518.799 | 533.17 | 681.977 | 926.303 | 927.04 | 901.894 | 1008.837 | 810.054 | 686.049 | 695.534 | 581.719 | 491.624 | 0 | 0 | 76825 | 76825 | 8763 | 2020 | solar PV | TRUE
60293 | N | . | St. Matthews Solar | St. Matthews Solar, LLC | 60073 | SC | SAT | SERC |  | 22 | 2 | NAICS-22 Non-Cogen | PV | SUN | SUN | SCEG | A |  | 0 | 0 | 0 | 0 | 0 | 0 | 0 | 0 | 0 | 0 | 0 | 0 | 0 | 0 | 0 | 0 | 0 | 0 | 0 | 0 | 0 | 0 | 0 | 0 | 0 | 0 | 0 | 0 | 0 | 0 | 0 | 0 | 0 | 0 | 0 | 0 | 10230 | 10785 | 13778 | 17572 | 19449 | 17044 | 19362 | 16246 | 13754 | 13611 | 10783 | 10193 | 10230 | 10785 | 13778 | 17572 | 19449 | 17044 | 19362 | 16246 | 13754 | 13611 | 10783 | 10193 | 1166.93 | 1230.159 | 1571.539 | 2004.338 | 2218.414 | 1944.062 | 2208.517 | 1853.078 | 1568.805 | 1552.52 | 1229.99 | 1162.648 | 0 | 0 | 172807 | 172807 | 19711 | 2020 | solar PV | TRUE
60297 | N | . | Clinton Battery | Clinton Battery Utility, LLC | 60094 | OH | ENC | RFC |  | 22 | 2 | NAICS-22 Non-Cogen | BA | MWH | OTH | PJM | A | megawatthours | 719 | 651 | 695 | 715 | 768 | 713 | 765 | 811 | 742 | 787 | 775 | 872 | 719 | 651 | 695 | 715 | 768 | 713 | 765 | 811 | 742 | 787 | 775 | 872 | 0 | 0 | 0 | 0 | 0 | 0 | 0 | 0 | 0 | 0 | 0 | 0 | 0 | 0 | 0 | 0 | 0 | 0 | 0 | 0 | 0 | 0 | 0 | 0 | 0 | 0 | 0 | 0 | 0 | 0 | 0 | 0 | 0 | 0 | 0 | 0 | -120.432 | -108.772 | -116.236 | -119.504 | -128.359 | -119.185 | -127.911 | -135.611 | -124.019 | -131.604 | -129.506 | -145.861 | 9013 | 9013 | 0 | 0 | -1507 | 2020 | other | TRUE
60299 | N | . | HMV Minster Energy Storage System | Half Moon Ventures, LLC | 59209 | OH | ENC | RFC |  | 22 | 2 | NAICS-22 Non-Cogen | BA | MWH | OTH | PJM | A | megawatthours | 0 | 0 | 0 | 0 | 0 | 0 | 0 | 0 | 0 | 0 | 0 | 0 | 0 | 0 | 0 | 0 | 0 | 0 | 0 | 0 | 0 | 0 | 0 | 0 | 0 | 0 | 0 | 0 | 0 | 0 | 0 | 0 | 0 | 0 | 0 | 0 | 0 | 0 | 0 | 0 | 0 | 0 | 0 | 0 | 0 | 0 | 0 | 0 | 0 | 0 | 0 | 0 | 0 | 0 | 0 | 0 | 0 | 0 | 0 | 0 | 0 | 0 | 0 | 0 | 0 | 0 | 0 | 0 | 0 | 0 | 0 | 0 | 0 | 0 | 0 | 0 | 0 | 2020 | other | TRUE
60300 | N | . | Montana Solar Facility | El Paso Electric Co | 5701 | TX | WSC | WECC |  | 22 | 1 | Electric Utility | PV | SUN | SUN | EPE | A |  | 0 | 0 | 0 | 0 | 0 | 0 | 0 | 0 | 0 | 0 | 0 | 0 | 0 | 0 | 0 | 0 | 0 | 0 | 0 | 0 | 0 | 0 | 0 | 0 | 0 | 0 | 0 | 0 | 0 | 0 | 0 | 0 | 0 | 0 | 0 | 0 | 3706 | 4387 | 4629 | 5975 | 7806 | 8429 | 9001 | 8007 | 6373 | 5287 | 4354 | 4004 | 3706 | 4387 | 4629 | 5975 | 7806 | 8429 | 9001 | 8007 | 6373 | 5287 | 4354 | 4004 | 422.75 | 500.436 | 528.051 | 681.541 | 890.389 | 961.445 | 1026.729 | 913.325 | 726.941 | 603.011 | 496.613 | 456.769 | 0 | 0 | 71958 | 71958 | 8208 | 2020 | solar PV | TRUE
60301 | N | . | Holloman Solar Facility | El Paso Electric Co | 5701 | NM | MTN | WECC |  | 22 | 1 | Electric Utility | PV | SUN | SUN | EPE | A |  | 0 | 0 | 0 | 0 | 0 | 0 | 0 | 0 | 0 | 0 | 0 | 0 | 0 | 0 | 0 | 0 | 0 | 0 | 0 | 0 | 0 | 0 | 0 | 0 | 0 | 0 | 0 | 0 | 0 | 0 | 0 | 0 | 0 | 0 | 0 | 0 | 4606 | 4838 | 5529 | 7689 | 8571 | 8054 | 7876 | 7439 | 6549 | 6263 | 5033 | 4641 | 4606 | 4838 | 5529 | 7689 | 8571 | 8054 | 7876 | 7439 | 6549 | 6263 | 5033 | 4641 | 525.41 | 551.836 | 630.682 | 877.048 | 977.628 | 918.701 | 898.335 | 848.493 | 747.058 | 714.435 | 574.032 | 529.342 | 0 | 0 | 77088 | 77088 | 8793 | 2020 | solar PV | TRUE
60302 | N | . | Keys Energy Center | PSEG Keys Energy Center, LLC | 60100 | MD | SAT | RFC |  | 22 | 2 | NAICS-22 Non-Cogen | CA | NG | NG | PJM | M | mcf | 166669 | 198 | 227240 | 185 | 174555 | 327587 | 321361 | 291505 | 225492 | 252887 | 215910 | 98872 | 166669 | 198 | 227240 | 185 | 174555 | 327587 | 321361 | 291505 | 225492 | 252887 | 215910 | 98872 | 1.041 | 1.039 | 1.035 | 1.031 | 1.03 | 1.035 | 1.036 | 1.032 | 1.027 | 1.026 | 1.011 | 1.032 | 173502 | 206 | 235193 | 191 | 179792 | 339053 | 332930 | 300833 | 231580 | 259462 | 218285 | 102036 | 173502 | 206 | 235193 | 191 | 179792 | 339053 | 332930 | 300833 | 231580 | 259462 | 218285 | 102036 | 106244 | 148740 | 169292 | 157140 | 138180 | 173844 | 160808 | 168214 | 157135 | 170652 | 160793 | 109825 | 2302461 | 2302461 | 2373063 | 2373063 | 1820867 | 2020 | natural gas nonpeaker - preexisting nonretiring | TRUE
60302 | N | . | Keys Energy Center | PSEG Keys Energy Center, LLC | 60100 | MD | SAT | RFC |  | 22 | 2 | NAICS-22 Non-Cogen | CT | NG | NG | PJM | M | mcf | 1855744 | 2832566 | 2941958 | 3003898 | 2399050 | 2751185 | 2698879 | 2716582 | 2724597 | 2969856 | 2935967 | 2067656 | 1855744 | 2832566 | 2941958 | 3003898 | 2399050 | 2751185 | 2698879 | 2716582 | 2724597 | 2969856 | 2935967 | 2067656 | 1.041 | 1.039 | 1.035 | 1.031 | 1.03 | 1.035 | 1.036 | 1.032 | 1.027 | 1.026 | 1.011 | 1.032 | 1931830 | 2943036 | 3044927 | 3097019 | 2471022 | 2847476 | 2796039 | 2803513 | 2798161 | 3047072 | 2968263 | 2133821 | 1931830 | 2943036 | 3044927 | 3097019 | 2471022 | 2847476 | 2796039 | 2803513 | 2798161 | 3047072 | 2968263 | 2133821 | 190228 | 275523 | 301246 | 283419 | 237897 | 270058 | 264096 | 260588 | 263746 | 292946 | 281035 | 207445 | 31897938 | 31897938 | 32882179 | 32882179 | 3128227 | 2020 | natural gas nonpeaker - preexisting nonretiring | TRUE
60303 | N | . | Sumrall II Solar Farm | MS Solar 3, LLC | 60099 | MS | ESC | SERC |  | 22 | 2 | NAICS-22 Non-Cogen | PV | SUN | SUN | MISO | M |  | 0 | 0 | 0 | 0 | 0 | 0 | 0 | 0 | 0 | 0 | 0 | 0 | 0 | 0 | 0 | 0 | 0 | 0 | 0 | 0 | 0 | 0 | 0 | 0 | 0 | 0 | 0 | 0 | 0 | 0 | 0 | 0 | 0 | 0 | 0 | 0 | 43511 | 53575 | 68321 | 93772 | 104704 | 99470 | 83216 | 91668 | 71223 | 72959 | 60554 | 53189 | 43511 | 53575 | 68321 | 93772 | 104704 | 99470 | 83216 | 91668 | 71223 | 72959 | 60554 | 53189 | 4963 | 6111 | 7793 | 10696 | 11943 | 11346 | 9492 | 10456 | 8124 | 8322 | 6907 | 6067 | 0 | 0 | 896162 | 896162 | 102220 | 2020 | solar PV | TRUE
60304 | N | . | San Isabel Solar, LLC | San Isabel Solar, LLC | 60097 | CO | MTN | WECC |  | 22 | 2 | NAICS-22 Non-Cogen | PV | SUN | SUN | PSCO | M |  | 0 | 0 | 0 | 0 | 0 | 0 | 0 | 0 | 0 | 0 | 0 | 0 | 0 | 0 | 0 | 0 | 0 | 0 | 0 | 0 | 0 | 0 | 0 | 0 | 0 | 0 | 0 | 0 | 0 | 0 | 0 | 0 | 0 | 0 | 0 | 0 | 39916 | 38706 | 62079 | 65200 | 74213 | 69005 | 65656 | 67839 | 64560 | 52672 | 42941 | 36260 | 39916 | 38706 | 62079 | 65200 | 74213 | 69005 | 65656 | 67839 | 64560 | 52672 | 42941 | 36260 | 4553 | 4415 | 7081 | 7437 | 8465 | 7871 | 7489 | 7738 | 7364 | 6008 | 4898 | 4136 | 0 | 0 | 679047 | 679047 | 77455 | 2020 | solar PV | TRUE
60306 | N | . | Sumrall I Solar Farm | MS Solar 2, LLC | 60098 | MS | ESC | SERC |  | 22 | 2 | NAICS-22 Non-Cogen | PV | SUN | SUN | SOCO | M |  | 0 | 0 | 0 | 0 | 0 | 0 | 0 | 0 | 0 | 0 | 0 | 0 | 0 | 0 | 0 | 0 | 0 | 0 | 0 | 0 | 0 | 0 | 0 | 0 | 0 | 0 | 0 | 0 | 0 | 0 | 0 | 0 | 0 | 0 | 0 | 0 | 46088 | 57292 | 74546 | 98997 | 107852 | 86215 | 83962 | 93255 | 69891 | 73003 | 61185 | 56872 | 46088 | 57292 | 74546 | 98997 | 107852 | 86215 | 83962 | 93255 | 69891 | 73003 | 61185 | 56872 | 5257 | 6535 | 8503 | 11292 | 12302 | 9834 | 9577 | 10637 | 7972 | 8327 | 6979 | 6487 | 0 | 0 | 909158 | 909158 | 103702 | 2020 | solar PV | TRUE
60307 | N | . | Mesquite Solar 2, LLC | Consolidated Edison Development Inc. | 56769 | AZ | MTN | WECC |  | 22 | 2 | NAICS-22 Non-Cogen | PV | SUN | SUN | CISO | M |  | 0 | 0 | 0 | 0 | 0 | 0 | 0 | 0 | 0 | 0 | 0 | 0 | 0 | 0 | 0 | 0 | 0 | 0 | 0 | 0 | 0 | 0 | 0 | 0 | 0 | 0 | 0 | 0 | 0 | 0 | 0 | 0 | 0 | 0 | 0 | 0 | 108649 | 136081 | 157587 | 215335 | 243749 | 242513 | 277625 | 248167 | 211714 | 195644 | 148408 | 126385 | 108649 | 136081 | 157587 | 215335 | 243749 | 242513 | 277625 | 248167 | 211714 | 195644 | 148408 | 126385 | 12393 | 15522 | 17975 | 24562 | 27803 | 27662 | 31667 | 28307 | 24149 | 22316 | 16928 | 14416 | 0 | 0 | 2311857 | 2311857 | 263700 | 2020 | solar PV | TRUE
60308 | N | . | Mesquite Solar 3, LLC | Consolidated Edison Development Inc. | 56769 | AZ | MTN | WECC |  | 22 | 2 | NAICS-22 Non-Cogen | PV | SUN | SUN | CISO | M |  | 0 | 0 | 0 | 0 | 0 | 0 | 0 | 0 | 0 | 0 | 0 | 0 | 0 | 0 | 0 | 0 | 0 | 0 | 0 | 0 | 0 | 0 | 0 | 0 | 0 | 0 | 0 | 0 | 0 | 0 | 0 | 0 | 0 | 0 | 0 | 0 | 236998 | 274197 | 307494 | 366154 | 447161 | 434107 | 435369 | 379182 | 339283 | 311123 | 232676 | 209032 | 236998 | 274197 | 307494 | 366154 | 447161 | 434107 | 435369 | 379182 | 339283 | 311123 | 232676 | 209032 | 27033 | 31276 | 35074 | 41765 | 51005 | 49516 | 49660 | 43251 | 38700 | 35488 | 26540 | 23843 | 0 | 0 | 3972776 | 3972776 | 453151 | 2020 | solar PV | TRUE
60310 | N | . | Portal Ridge Solar B, LLC | Portal Ridge Solar, LLC | 60412 | CA | PACC | WECC |  | 22 | 2 | NAICS-22 Non-Cogen | PV | SUN | SUN | CISO | A |  | 0 | 0 | 0 | 0 | 0 | 0 | 0 | 0 | 0 | 0 | 0 | 0 | 0 | 0 | 0 | 0 | 0 | 0 | 0 | 0 | 0 | 0 | 0 | 0 | 0 | 0 | 0 | 0 | 0 | 0 | 0 | 0 | 0 | 0 | 0 | 0 | 22056 | 29899 | 29258 | 36873 | 48257 | 48055 | 54279 | 44968 | 35309 | 32637 | 25802 | 20429 | 22056 | 29899 | 29258 | 36873 | 48257 | 48055 | 54279 | 44968 | 35309 | 32637 | 25802 | 20429 | 2515.85 | 3410.36 | 3337.244 | 4205.866 | 5504.425 | 5481.309 | 6191.23 | 5129.263 | 4027.484 | 3722.712 | 2943.077 | 2330.18 | 0 | 0 | 427822 | 427822 | 48799 | 2020 | solar PV | TRUE
60311 | N | . | Portal Ridge Solar C, LLC | Portal Ridge Solar, LLC | 60412 | CA | PACC | WECC |  | 22 | 2 | NAICS-22 Non-Cogen | PV | SUN | SUN | CISO | A |  | 0 | 0 | 0 | 0 | 0 | 0 | 0 | 0 | 0 | 0 | 0 | 0 | 0 | 0 | 0 | 0 | 0 | 0 | 0 | 0 | 0 | 0 | 0 | 0 | 0 | 0 | 0 | 0 | 0 | 0 | 0 | 0 | 0 | 0 | 0 | 0 | 13030 | 17663 | 17284 | 21783 | 28508 | 28388 | 32065 | 26565 | 20859 | 19280 | 15242 | 12068 | 13030 | 17663 | 17284 | 21783 | 28508 | 28388 | 32065 | 26565 | 20859 | 19280 | 15242 | 12068 | 1486.239 | 2014.669 | 1971.476 | 2484.615 | 3251.738 | 3238.082 | 3657.468 | 3030.111 | 2379.235 | 2199.191 | 1738.622 | 1376.554 | 0 | 0 | 252735 | 252735 | 28828 | 2020 | solar PV | TRUE
60312 | N | . | Howell Midland Farm, LLC | Howell Midland Farm, LLC | 60104 | NC | SAT | SERC |  | 22 | 2 | NAICS-22 Non-Cogen | PV | SUN | SUN | DUK | A |  | 0 | 0 | 0 | 0 | 0 | 0 | 0 | 0 | 0 | 0 | 0 | 0 | 0 | 0 | 0 | 0 | 0 | 0 | 0 | 0 | 0 | 0 | 0 | 0 | 0 | 0 | 0 | 0 | 0 | 0 | 0 | 0 | 0 | 0 | 0 | 0 | 4460 | 4583 | 5862 | 7962 | 7969 | 7753 | 8672 | 6963 | 5897 | 5979 | 5000 | 4226 | 4460 | 4583 | 5862 | 7962 | 7969 | 7753 | 8672 | 6963 | 5897 | 5979 | 5000 | 4226 | 508.675 | 522.766 | 668.669 | 908.227 | 908.949 | 884.295 | 989.151 | 794.247 | 672.662 | 681.962 | 570.367 | 482.03 | 0 | 0 | 75326 | 75326 | 8592 | 2020 | solar PV | TRUE
60313 | N | . | Augustus Farm, LLC | Augustus Farm, LLC | 60110 | NC | SAT | SERC |  | 22 | 2 | NAICS-22 Non-Cogen | PV | SUN | SUN | DUK | A |  | 0 | 0 | 0 | 0 | 0 | 0 | 0 | 0 | 0 | 0 | 0 | 0 | 0 | 0 | 0 | 0 | 0 | 0 | 0 | 0 | 0 | 0 | 0 | 0 | 0 | 0 | 0 | 0 | 0 | 0 | 0 | 0 | 0 | 0 | 0 | 0 | 4863 | 4998 | 6393 | 8683 | 8690 | 8455 | 9457 | 7594 | 6431 | 6520 | 5453 | 4609 | 4863 | 4998 | 6393 | 8683 | 8690 | 8455 | 9457 | 7594 | 6431 | 6520 | 5453 | 4609 | 554.734 | 570.102 | 729.216 | 990.467 | 991.254 | 964.367 | 1078.718 | 866.166 | 733.571 | 743.713 | 622.014 | 525.678 | 0 | 0 | 82146 | 82146 | 9370 | 2020 | solar PV | TRUE
60314 | N | . | Prairie Breeze III | Invenergy Services LLC | 49893 | NE | WNC | MRO |  | 22 | 2 | NAICS-22 Non-Cogen | WT | WND | WND | SWPP | A |  | 0 | 0 | 0 | 0 | 0 | 0 | 0 | 0 | 0 | 0 | 0 | 0 | 0 | 0 | 0 | 0 | 0 | 0 | 0 | 0 | 0 | 0 | 0 | 0 | 0 | 0 | 0 | 0 | 0 | 0 | 0 | 0 | 0 | 0 | 0 | 0 | 105753 | 111327 | 107753 | 104254 | 90040 | 113443 | 81990 | 97402 | 105767 | 108091 | 114775 | 113717 | 105753 | 111327 | 107753 | 104254 | 90040 | 113443 | 81990 | 97402 | 105767 | 108091 | 114775 | 113717 | 12062.623 | 12698.406 | 12290.746 | 11891.667 | 10270.308 | 12939.831 | 9352.084 | 11110.107 | 12064.169 | 12329.323 | 13091.669 | 12971.067 | 0 | 0 | 1254312 | 1254312 | 143072 | 2020 | onshore wind | TRUE
60315 | N | . | Midway Solar Farm III | Greenbacker Renewable Energy Corporation | 60025 | CA | PACC | WECC |  | 22 | 2 | NAICS-22 Non-Cogen | PV | SUN | SUN | IID | A |  | 0 | 0 | 0 | 0 | 0 | 0 | 0 | 0 | 0 | 0 | 0 | 0 | 0 | 0 | 0 | 0 | 0 | 0 | 0 | 0 | 0 | 0 | 0 | 0 | 0 | 0 | 0 | 0 | 0 | 0 | 0 | 0 | 0 | 0 | 0 | 0 | 19915 | 26996 | 26418 | 33294 | 43573 | 43390 | 49010 | 40603 | 31881 | 29469 | 23297 | 18446 | 19915 | 26996 | 26418 | 33294 | 43573 | 43390 | 49010 | 40603 | 31881 | 29469 | 23297 | 18446 | 2271.633 | 3079.31 | 3013.292 | 3797.596 | 4970.101 | 4949.229 | 5590.237 | 4631.357 | 3636.529 | 3361.342 | 2657.388 | 2103.986 | 0 | 0 | 386292 | 386292 | 44062 | 2020 | solar PV | TRUE
60316 | N | . | Scott Solar Farm | Virginia Electric & Power Co | 19876 | VA | SAT | SERC |  | 22 | 1 | Electric Utility | PV | SUN | SUN | PJM | A |  | 0 | 0 | 0 | 0 | 0 | 0 | 0 | 0 | 0 | 0 | 0 | 0 | 0 | 0 | 0 | 0 | 0 | 0 | 0 | 0 | 0 | 0 | 0 | 0 | 0 | 0 | 0 | 0 | 0 | 0 | 0 | 0 | 0 | 0 | 0 | 0 | 15026 | 16118 | 22334 | 28682 | 30082 | 33325 | 36734 | 25815 | 21345 | 20527 | 16355 | 12797 | 15026 | 16118 | 22334 | 28682 | 30082 | 33325 | 36734 | 25815 | 21345 | 20527 | 16355 | 12797 | 1713.98 | 1838.465 | 2547.553 | 3271.583 | 3431.274 | 3801.192 | 4190.03 | 2944.596 | 2434.668 | 2341.397 | 1865.575 | 1459.687 | 0 | 0 | 279140 | 279140 | 31840 | 2020 | solar PV | TRUE
60317 | N | . | Grady Wind Energy Center, LLC | Pattern Operators LP | 56545 | NM | MTN | WECC |  | 22 | 2 | NAICS-22 Non-Cogen | WT | WND | WND | PNM | M |  | 0 | 0 | 0 | 0 | 0 | 0 | 0 | 0 | 0 | 0 | 0 | 0 | 0 | 0 | 0 | 0 | 0 | 0 | 0 | 0 | 0 | 0 | 0 | 0 | 0 | 0 | 0 | 0 | 0 | 0 | 0 | 0 | 0 | 0 | 0 | 0 | 686123 | 558975 | 759880 | 713643 | 695135 | 850338 | 479923 | 553092 | 530316 | 86206 | 696898 | 692996 | 686123 | 558975 | 759880 | 713643 | 695135 | 850338 | 479923 | 553092 | 530316 | 86206 | 696898 | 692996 | 78262 | 63759 | 86675 | 81401 | 79290 | 96993 | 54742 | 63088 | 60490 | 9833 | 79491 | 79046 | 0 | 0 | 7303525 | 7303525 | 833070 | 2020 | onshore wind | TRUE
60318 | N | . | Woodland Solar Farm | Virginia Electric & Power Co | 19876 | VA | SAT | SERC |  | 22 | 1 | Electric Utility | PV | SUN | SUN | PJM | A |  | 0 | 0 | 0 | 0 | 0 | 0 | 0 | 0 | 0 | 0 | 0 | 0 | 0 | 0 | 0 | 0 | 0 | 0 | 0 | 0 | 0 | 0 | 0 | 0 | 0 | 0 | 0 | 0 | 0 | 0 | 0 | 0 | 0 | 0 | 0 | 0 | 15114 | 16211 | 22464 | 28849 | 30257 | 33519 | 36947 | 25965 | 21469 | 20646 | 16451 | 12871 | 15114 | 16211 | 22464 | 28849 | 30257 | 33519 | 36947 | 25965 | 21469 | 20646 | 16451 | 12871 | 1723.94 | 1849.147 | 2562.356 | 3290.592 | 3451.21 | 3823.278 | 4214.375 | 2961.705 | 2448.814 | 2355.001 | 1876.414 | 1468.168 | 0 | 0 | 280763 | 280763 | 32025 | 2020 | solar PV | TRUE
60319 | N | . | Whitehouse Solar Farm | Virginia Electric & Power Co | 19876 | VA | SAT | SERC |  | 22 | 1 | Electric Utility | PV | SUN | SUN | PJM | A |  | 0 | 0 | 0 | 0 | 0 | 0 | 0 | 0 | 0 | 0 | 0 | 0 | 0 | 0 | 0 | 0 | 0 | 0 | 0 | 0 | 0 | 0 | 0 | 0 | 0 | 0 | 0 | 0 | 0 | 0 | 0 | 0 | 0 | 0 | 0 | 0 | 14764 | 15836 | 21944 | 28180 | 29556 | 32742 | 36091 | 25364 | 20971 | 20168 | 16069 | 12573 | 14764 | 15836 | 21944 | 28180 | 29556 | 32742 | 36091 | 25364 | 20971 | 20168 | 16069 | 12573 | 1683.997 | 1806.304 | 2502.987 | 3214.351 | 3371.248 | 3734.695 | 4116.73 | 2893.084 | 2392.077 | 2300.437 | 1832.939 | 1434.151 | 0 | 0 | 274258 | 274258 | 31283 | 2020 | solar PV | TRUE
60320 | N | . | Jeffco Community Solar Gardens LLC | SunShare Management | 60970 | CO | MTN | WECC |  | 22 | 2 | NAICS-22 Non-Cogen | PV | SUN | SUN | PSCO | A |  | 0 | 0 | 0 | 0 | 0 | 0 | 0 | 0 | 0 | 0 | 0 | 0 | 0 | 0 | 0 | 0 | 0 | 0 | 0 | 0 | 0 | 0 | 0 | 0 | 0 | 0 | 0 | 0 | 0 | 0 | 0 | 0 | 0 | 0 | 0 | 0 | 1252 | 1319 | 2021 | 2259 | 2623 | 2543 | 2635 | 2148 | 2093 | 1577 | 1359 | 1027 | 1252 | 1319 | 2021 | 2259 | 2623 | 2543 | 2635 | 2148 | 2093 | 1577 | 1359 | 1027 | 142.843 | 150.472 | 230.513 | 257.622 | 299.153 | 290.024 | 300.586 | 244.984 | 238.755 | 179.896 | 155.021 | 117.131 | 0 | 0 | 22856 | 22856 | 2607 | 2020 | solar PV | TRUE
60324 | N | . | Willow Spring Solar, LLC | Willow Spring Solar LLC | 61672 | CA | PACC | WECC |  | 22 | 2 | NAICS-22 Non-Cogen | PV | SUN | SUN | CISO | M |  | 0 | 0 | 0 | 0 | 0 | 0 | 0 | 0 | 0 | 0 | 0 | 0 | 0 | 0 | 0 | 0 | 0 | 0 | 0 | 0 | 0 | 0 | 0 | 0 | 0 | 0 | 0 | 0 | 0 | 0 | 0 | 0 | 0 | 0 | 0 | 0 | 137177 | 164846 | 147180 | 128726 | 211048 | 239891 | 297166 | 237717 | 195057 | 192304 | 145699 | 123580 | 137177 | 164846 | 147180 | 128726 | 211048 | 239891 | 297166 | 237717 | 195057 | 192304 | 145699 | 123580 | 15647 | 18803 | 16788 | 14683 | 24073 | 27363 | 33896 | 27115 | 22249 | 21935 | 16619 | 14096 | 0 | 0 | 2220391 | 2220391 | 253267 | 2020 | solar PV | TRUE
60326 | N | . | O'Brien Wind | MidAmerican Energy Co | 12341 | IA | WNC | MRO |  | 22 | 1 | Electric Utility | WT | WND | WND | MISO | A |  | 0 | 0 | 0 | 0 | 0 | 0 | 0 | 0 | 0 | 0 | 0 | 0 | 0 | 0 | 0 | 0 | 0 | 0 | 0 | 0 | 0 | 0 | 0 | 0 | 0 | 0 | 0 | 0 | 0 | 0 | 0 | 0 | 0 | 0 | 0 | 0 | 513855 | 619932 | 618640 | 615665 | 544569 | 638779 | 349933 | 472911 | 609211 | 680289 | 778370 | 600544 | 513855 | 619932 | 618640 | 615665 | 544569 | 638779 | 349933 | 472911 | 609211 | 680289 | 778370 | 600544 | 58612.368 | 70712.041 | 70564.608 | 70225.268 | 62115.812 | 72861.724 | 39914.739 | 53942.147 | 69489.122 | 77596.533 | 88784.101 | 68500.537 | 0 | 0 | 7042698 | 7042698 | 803319 | 2020 | onshore wind | TRUE
60327 | N | . | East Amwell | NJR Clean Energy Ventures Corporation | 56990 | NJ | MAT | RFC |  | 22 | 2 | NAICS-22 Non-Cogen | PV | SUN | SUN | PJM | A |  | 0 | 0 | 0 | 0 | 0 | 0 | 0 | 0 | 0 | 0 | 0 | 0 | 0 | 0 | 0 | 0 | 0 | 0 | 0 | 0 | 0 | 0 | 0 | 0 | 0 | 0 | 0 | 0 | 0 | 0 | 0 | 0 | 0 | 0 | 0 | 0 | 1259 | 1415 | 2026 | 2107 | 2758 | 2895 | 2726 | 2356 | 2165 | 1563 | 1434 | 993 | 1259 | 1415 | 2026 | 2107 | 2758 | 2895 | 2726 | 2356 | 2165 | 1563 | 1434 | 993 | 143.636 | 161.375 | 231.126 | 240.346 | 314.548 | 330.189 | 310.987 | 268.704 | 246.895 | 178.288 | 163.6 | 113.306 | 0 | 0 | 23697 | 23697 | 2703 | 2020 | solar PV | TRUE
60328 | N | . | Schofield Generating Station | Hawaiian Electric Co Inc | 19547 | HI | PACN |  |  | 22 | 1 | Electric Utility | IC | DFO | DFO | HECO | M | barrels | 0 | 0 | 0 | 0 | 0 | 0 | 0 | 0 | 0 | 0 | 0 | 0 | 0 | 0 | 0 | 0 | 0 | 0 | 0 | 0 | 0 | 0 | 0 | 0 | 0 | 0 | 0 | 0 | 0 | 0 | 0 | 0 | 0 | 0 | 0 | 0 | 0 | 0 | 0 | 0 | 0 | 0 | 0 | 0 | 0 | 0 | 0 | 0 | 0 | 0 | 0 | 0 | 0 | 0 | 0 | 0 | 0 | 0 | 0 | 0 | 0 | 0 | 0 | 0 | 0 | 0 | 0 | 0 | 0 | 0 | 0 | 0 | 0 | 0 | 0 | 0 | 0 | 2020 | petroleum | TRUE
60328 | N | . | Schofield Generating Station | Hawaiian Electric Co Inc | 19547 | HI | PACN |  |  | 22 | 1 | Electric Utility | IC | OBL | ORW | HECO | M | barrels | 3633 | 3030 | 3777 | 3959 | 4333 | 4390 | 3422 | 3736 | 4782 | 4500 | 3325 | 2366 | 3633 | 3030 | 3777 | 3959 | 4333 | 4390 | 3422 | 3736 | 4782 | 4500 | 3325 | 2366 | 5.181 | 5.281 | 5.294 | 5.287 | 5.267 | 5.306 | 5.308 | 5.277 | 5.27 | 5.258 | 5.258 | 5.242 | 18823 | 16001 | 19995 | 20931 | 22822 | 23293 | 18164 | 19715 | 25201 | 23661 | 17483 | 12403 | 18823 | 16001 | 19995 | 20931 | 22822 | 23293 | 18164 | 19715 | 25201 | 23661 | 17483 | 12403 | 2173 | 1800 | 2269 | 2405 | 2617 | 2655 | 2015 | 2215 | 2888 | 2686 | 1931 | 1304 | 45253 | 45253 | 238492 | 238492 | 26958 | 2020 | biomass | TRUE
60329 | N | . | Ringer Hill Wind Farm, LLC | Ringer Hill Wind LLC | 62892 | PA | MAT | RFC |  | 22 | 2 | NAICS-22 Non-Cogen | WT | WND | WND | PJM | M |  | 0 | 0 | 0 | 0 | 0 | 0 | 0 | 0 | 0 | 0 | 0 | 0 | 0 | 0 | 0 | 0 | 0 | 0 | 0 | 0 | 0 | 0 | 0 | 0 | 0 | 0 | 0 | 0 | 0 | 0 | 0 | 0 | 0 | 0 | 0 | 0 | 104310 | 107571 | 105993 | 99584 | 105388 | 56749 | 25082 | 42581 | 44843 | 71723 | 105108 | 124702 | 104310 | 107571 | 105993 | 99584 | 105388 | 56749 | 25082 | 42581 | 44843 | 71723 | 105108 | 124702 | 11898 | 12270 | 12090 | 11359 | 12021 | 6473 | 2861 | 4857 | 5115 | 8181 | 11989 | 14224 | 0 | 0 | 993634 | 993634 | 113338 | 2020 | onshore wind | TRUE
60330 | N | . | Grove Solar Center, LLC | Cypress Creek Renewables | 61060 | OR | PACC | WECC |  | 22 | 2 | NAICS-22 Non-Cogen | PV | SUN | SUN | IPCO | M |  | 0 | 0 | 0 | 0 | 0 | 0 | 0 | 0 | 0 | 0 | 0 | 0 | 0 | 0 | 0 | 0 | 0 | 0 | 0 | 0 | 0 | 0 | 0 | 0 | 0 | 0 | 0 | 0 | 0 | 0 | 0 | 0 | 0 | 0 | 0 | 0 | 3016 | 7689 | 9556 | 13343 | 14203 | 13764 | 17481 | 13457 | 9460 | 8355 | 4673 | 3559 | 3016 | 7689 | 9556 | 13343 | 14203 | 13764 | 17481 | 13457 | 9460 | 8355 | 4673 | 3559 | 344 | 877 | 1090 | 1522 | 1620 | 1570 | 1994 | 1535 | 1079 | 953 | 533 | 406 | 0 | 0 | 118556 | 118556 | 13523 | 2020 | solar PV | TRUE
60331 | N | . | Hyline Solar Center, LLC | Cypress Creek Renewables | 61060 | OR | PACC | WECC |  | 22 | 2 | NAICS-22 Non-Cogen | PV | SUN | SUN | IPCO | M |  | 0 | 0 | 0 | 0 | 0 | 0 | 0 | 0 | 0 | 0 | 0 | 0 | 0 | 0 | 0 | 0 | 0 | 0 | 0 | 0 | 0 | 0 | 0 | 0 | 0 | 0 | 0 | 0 | 0 | 0 | 0 | 0 | 0 | 0 | 0 | 0 | 4506 | 11125 | 14308 | 20155 | 21374 | 20068 | 26205 | 20383 | 15097 | 12502 | 7513 | 5208 | 4506 | 11125 | 14308 | 20155 | 21374 | 20068 | 26205 | 20383 | 15097 | 12502 | 7513 | 5208 | 514 | 1269 | 1632 | 2299 | 2438 | 2289 | 2989 | 2325 | 1722 | 1426 | 857 | 594 | 0 | 0 | 178444 | 178444 | 20354 | 2020 | solar PV | TRUE
60332 | N | . | Open Range Solar Center, LLC | Cypress Creek Renewables | 61060 | OR | PACC | WECC |  | 22 | 2 | NAICS-22 Non-Cogen | PV | SUN | SUN | IPCO | M |  | 0 | 0 | 0 | 0 | 0 | 0 | 0 | 0 | 0 | 0 | 0 | 0 | 0 | 0 | 0 | 0 | 0 | 0 | 0 | 0 | 0 | 0 | 0 | 0 | 0 | 0 | 0 | 0 | 0 | 0 | 0 | 0 | 0 | 0 | 0 | 0 | 5278 | 12151 | 15903 | 22698 | 23496 | 23592 | 30018 | 22154 | 16324 | 14413 | 7838 | 6409 | 5278 | 12151 | 15903 | 22698 | 23496 | 23592 | 30018 | 22154 | 16324 | 14413 | 7838 | 6409 | 602 | 1386 | 1814 | 2589 | 2680 | 2691 | 3424 | 2527 | 1862 | 1644 | 894 | 731 | 0 | 0 | 200274 | 200274 | 22844 | 2020 | solar PV | TRUE
60333 | N | . | Railroad Solar Center, LLC | Cypress Creek Renewables | 61060 | OR | PACC | WECC |  | 22 | 2 | NAICS-22 Non-Cogen | PV | SUN | SUN | IPCO | M |  | 0 | 0 | 0 | 0 | 0 | 0 | 0 | 0 | 0 | 0 | 0 | 0 | 0 | 0 | 0 | 0 | 0 | 0 | 0 | 0 | 0 | 0 | 0 | 0 | 0 | 0 | 0 | 0 | 0 | 0 | 0 | 0 | 0 | 0 | 0 | 0 | 2236 | 5392 | 7110 | 10301 | 10713 | 10529 | 13186 | 9942 | 7215 | 6137 | 3691 | 2630 | 2236 | 5392 | 7110 | 10301 | 10713 | 10529 | 13186 | 9942 | 7215 | 6137 | 3691 | 2630 | 255 | 615 | 811 | 1175 | 1222 | 1201 | 1504 | 1134 | 823 | 700 | 421 | 300 | 0 | 0 | 89082 | 89082 | 10161 | 2020 | solar PV | TRUE
60334 | N | . | Thunderegg Solar Center, LLC | Cypress Creek Renewables | 61060 | OR | PACC | WECC |  | 22 | 2 | NAICS-22 Non-Cogen | PV | SUN | SUN | IPCO | M |  | 0 | 0 | 0 | 0 | 0 | 0 | 0 | 0 | 0 | 0 | 0 | 0 | 0 | 0 | 0 | 0 | 0 | 0 | 0 | 0 | 0 | 0 | 0 | 0 | 0 | 0 | 0 | 0 | 0 | 0 | 0 | 0 | 0 | 0 | 0 | 0 | 5146 | 12528 | 15947 | 22750 | 23618 | 23347 | 28914 | 22321 | 15973 | 13291 | 8066 | 5891 | 5146 | 12528 | 15947 | 22750 | 23618 | 23347 | 28914 | 22321 | 15973 | 13291 | 8066 | 5891 | 587 | 1429 | 1819 | 2595 | 2694 | 2663 | 3298 | 2546 | 1822 | 1516 | 920 | 672 | 0 | 0 | 197792 | 197792 | 22561 | 2020 | solar PV | TRUE
60335 | N | . | Vale Air Solar Center, LLC | Cypress Creek Renewables | 61060 | OR | PACC | WECC |  | 22 | 2 | NAICS-22 Non-Cogen | PV | SUN | SUN | IPCO | M |  | 0 | 0 | 0 | 0 | 0 | 0 | 0 | 0 | 0 | 0 | 0 | 0 | 0 | 0 | 0 | 0 | 0 | 0 | 0 | 0 | 0 | 0 | 0 | 0 | 0 | 0 | 0 | 0 | 0 | 0 | 0 | 0 | 0 | 0 | 0 | 0 | 5067 | 12247 | 15421 | 21584 | 23145 | 23241 | 29159 | 22891 | 16263 | 13975 | 7882 | 5891 | 5067 | 12247 | 15421 | 21584 | 23145 | 23241 | 29159 | 22891 | 16263 | 13975 | 7882 | 5891 | 578 | 1397 | 1759 | 2462 | 2640 | 2651 | 3326 | 2611 | 1855 | 1594 | 899 | 672 | 0 | 0 | 196766 | 196766 | 22444 | 2020 | solar PV | TRUE
60336 | N | . | Midway Solar Farm 1 | 83WI 8ME, LLC | 60118 | CA | PACC | WECC |  | 22 | 2 | NAICS-22 Non-Cogen | PV | SUN | SUN | IID | M |  | 0 | 0 | 0 | 0 | 0 | 0 | 0 | 0 | 0 | 0 | 0 | 0 | 0 | 0 | 0 | 0 | 0 | 0 | 0 | 0 | 0 | 0 | 0 | 0 | 0 | 0 | 0 | 0 | 0 | 0 | 0 | 0 | 0 | 0 | 0 | 0 | 71933 | 87705 | 104056 | 125526 | 143726 | 134819 | 102925 | 72722 | 42047 | 0 | 0 | 40696 | 71933 | 87705 | 104056 | 125526 | 143726 | 134819 | 102925 | 72722 | 42047 | 0 | 0 | 40696 | 8205 | 10004 | 11869 | 14318 | 16394 | 15378 | 11740 | 8295 | 4796 | 0 | 0 | 4642 | 0 | 0 | 926155 | 926155 | 105641 | 2020 | solar PV | TRUE
60337 | N | . | Providence Solar | Providence Solar Center, LLC | 60125 | TN | ESC | SERC |  | 22 | 2 | NAICS-22 Non-Cogen | PV | SUN | SUN | TVA | M |  | 0 | 0 | 0 | 0 | 0 | 0 | 0 | 0 | 0 | 0 | 0 | 0 | 0 | 0 | 0 | 0 | 0 | 0 | 0 | 0 | 0 | 0 | 0 | 0 | 0 | 0 | 0 | 0 | 0 | 0 | 0 | 0 | 0 | 0 | 0 | 0 | 10363 | 13931 | 14720 | 27756 | 30781 | 32780 | 33113 | 27879 | 22330 | 18647 | 17210 | 12747 | 10363 | 13931 | 14720 | 27756 | 30781 | 32780 | 33113 | 27879 | 22330 | 18647 | 17210 | 12747 | 1182 | 1589 | 1679 | 3166 | 3511 | 3739 | 3777 | 3180 | 2547 | 2127 | 1963 | 1454 | 0 | 0 | 262257 | 262257 | 29914 | 2020 | solar PV | TRUE
60338 | N | . | Electra Wind Farm | Electra Wind, LLC | 60128 | TX | WSC | TRE |  | 22 | 2 | NAICS-22 Non-Cogen | WT | WND | WND | ERCO | A |  | 0 | 0 | 0 | 0 | 0 | 0 | 0 | 0 | 0 | 0 | 0 | 0 | 0 | 0 | 0 | 0 | 0 | 0 | 0 | 0 | 0 | 0 | 0 | 0 | 0 | 0 | 0 | 0 | 0 | 0 | 0 | 0 | 0 | 0 | 0 | 0 | 740316 | 716694 | 713471 | 718339 | 748821 | 788035 | 648644 | 595506 | 484437 | 682885 | 692786 | 737865 | 740316 | 716694 | 713471 | 718339 | 748821 | 788035 | 648644 | 595506 | 484437 | 682885 | 692786 | 737865 | 84443.432 | 81749.069 | 81381.432 | 81936.746 | 85413.585 | 89886.478 | 73986.95 | 67925.837 | 55256.864 | 77892.679 | 79021.981 | 84163.947 | 0 | 0 | 8267799 | 8267799 | 943059 | 2020 | onshore wind | TRUE
60339 | N | . | Horse Creek Wind Farm | Horse Creek Wind, LLC | 60129 | TX | WSC | TRE |  | 22 | 2 | NAICS-22 Non-Cogen | WT | WND | WND | ERCO | A |  | 0 | 0 | 0 | 0 | 0 | 0 | 0 | 0 | 0 | 0 | 0 | 0 | 0 | 0 | 0 | 0 | 0 | 0 | 0 | 0 | 0 | 0 | 0 | 0 | 0 | 0 | 0 | 0 | 0 | 0 | 0 | 0 | 0 | 0 | 0 | 0 | 687643 | 665702 | 662708 | 667230 | 695543 | 731967 | 602493 | 553136 | 449970 | 634298 | 643494 | 685367 | 687643 | 665702 | 662708 | 667230 | 695543 | 731967 | 602493 | 553136 | 449970 | 634298 | 643494 | 685367 | 78435.341 | 75932.679 | 75591.199 | 76107.003 | 79336.467 | 83491.117 | 68722.829 | 63092.96 | 51325.376 | 72350.668 | 73399.621 | 78175.74 | 0 | 0 | 7679551 | 7679551 | 875961 | 2020 | onshore wind | TRUE
60340 | Y | . | Albany Green Energy | Albany Green Energy, LLC | 60130 | GA | SAT | SERC |  | 22 | 3 | NAICS-22 Cogen | ST | NG | NG | SOCO | M | mcf | 1576 | 7589 | 1354 | 1045 | 4658 | 3041 | 2515 | 1593 | 851 | 995 | 0 | 12334 | 1323 | 6052 | 1069 | 909 | 4569 | 3041 | 2515 | 1593 | 851 | 989 | 0 | 10384 | 1.029 | 1.029 | 1.029 | 1.029 | 1.029 | 1.035 | 1.029 | 1.029 | 1.029 | 1.029 | 0 | 1.029 | 1622 | 7809 | 1393 | 1075 | 4793 | 3147 | 2588 | 1639 | 876 | 1024 | 0 | 12692 | 1361 | 6227 | 1100 | 935 | 4702 | 3147 | 2588 | 1639 | 876 | 1018 | 0 | 10685 | 117.76 | 538.196 | 92.584 | 81.304 | 407.449 | 281.981 | 226.377 | 159.586 | 83.978 | 87.869 | 0 | 923.234 | 37551 | 33295 | 38658 | 34278 | 3000.318 | 2020 | natural gas nonpeaker - preexisting retiring | TRUE
60340 | Y | . | Albany Green Energy | Albany Green Energy, LLC | 60130 | GA | SAT | SERC |  | 22 | 3 | NAICS-22 Cogen | ST | OBS | ORW | SOCO | M | short tons | 0 | 0 | 0 | 0 | 0 | 0 | 0 | 0 | 0 | 0 | 0 | 0 | 0 | 0 | 0 | 0 | 0 | 0 | 0 | 0 | 0 | 0 | 0 | 0 | 0 | 0 | 0 | 0 | 0 | 0 | 0 | 0 | 0 | 0 | 0 | 0 | 0 | 0 | 0 | 0 | 0 | 0 | 0 | 0 | 0 | 0 | 0 | 0 | 0 | 0 | 0 | 0 | 0 | 0 | 0 | 0 | 0 | 0 | 0 | 0 | 0 | 0 | 0 | 0 | 0 | 0 | 0 | 0 | 0 | 0 | 0 | 0 | 0 | 0 | 0 | 0 | 0 | 2020 | biomass | TRUE
60340 | Y | . | Albany Green Energy | Albany Green Energy, LLC | 60130 | GA | SAT | SERC |  | 22 | 3 | NAICS-22 Cogen | ST | WDS | WWW | SOCO | M | short tons | 68289 | 56359 | 72688 | 32868 | 51943 | 33955 | 51719 | 42017 | 34015 | 50990 | 55767 | 50990 | 57325 | 44943 | 57369 | 28592 | 50953 | 33955 | 51719 | 42017 | 34015 | 50702 | 55767 | 42929 | 7.3 | 7.3 | 7.3 | 7.3 | 7.3 | 7.3 | 7.3 | 7.3 | 7.3 | 7.3 | 7.3 | 8.8 | 498510 | 411421 | 530622 | 239936 | 379184 | 247872 | 377549 | 306724 | 248310 | 372227 | 407099 | 448712 | 418474 | 328081 | 418792 | 208721 | 371960 | 247872 | 377549 | 306724 | 248310 | 370128 | 407099 | 377771 | 36199.24 | 28354.804 | 35260.416 | 18141.696 | 32233.551 | 22207.019 | 33025.623 | 29861.414 | 23813.022 | 31945.131 | 36462 | 32640.766 | 601600 | 550286 | 4468166 | 4081481 | 360144.68 | 2020 | biomass | TRUE
60341 | N | . | Wal-Mart Truth or Consequences PV | SSA Solar of NM 3, LLC | 60127 | NM | MTN | WECC |  | 22 | 2 | NAICS-22 Non-Cogen | PV | SUN | SUN | PNM | A |  | 0 | 0 | 0 | 0 | 0 | 0 | 0 | 0 | 0 | 0 | 0 | 0 | 0 | 0 | 0 | 0 | 0 | 0 | 0 | 0 | 0 | 0 | 0 | 0 | 0 | 0 | 0 | 0 | 0 | 0 | 0 | 0 | 0 | 0 | 0 | 0 | 760 | 798 | 912 | 1268 | 1413 | 1328 | 1299 | 1227 | 1080 | 1033 | 830 | 765 | 760 | 798 | 912 | 1268 | 1413 | 1328 | 1299 | 1227 | 1080 | 1033 | 830 | 765 | 86.641 | 91 | 104.002 | 144.629 | 161.215 | 151.497 | 148.139 | 139.92 | 123.193 | 117.813 | 94.66 | 87.291 | 0 | 0 | 12713 | 12713 | 1450 | 2020 | solar PV | TRUE
60342 | N | . | Ida Grove Wind | MidAmerican Energy Co | 12341 | IA | WNC | MRO |  | 22 | 1 | Electric Utility | WT | WND | WND | MISO | A |  | 0 | 0 | 0 | 0 | 0 | 0 | 0 | 0 | 0 | 0 | 0 | 0 | 0 | 0 | 0 | 0 | 0 | 0 | 0 | 0 | 0 | 0 | 0 | 0 | 0 | 0 | 0 | 0 | 0 | 0 | 0 | 0 | 0 | 0 | 0 | 0 | 684435 | 825726 | 824005 | 820042 | 725345 | 850829 | 466097 | 629899 | 811446 | 906119 | 1036759 | 799902 | 684435 | 825726 | 824005 | 820042 | 725345 | 850829 | 466097 | 629899 | 811446 | 906119 | 1036759 | 799902 | 78069.42 | 94185.718 | 93989.342 | 93537.355 | 82735.872 | 97049.012 | 53164.897 | 71848.865 | 92556.837 | 103355.6 | 118257.01 | 91240.079 | 0 | 0 | 9380604 | 9380604 | 1069990 | 2020 | onshore wind | TRUE
60344 | N | . | Sudbury Solar | Ecos Energy LLC | 58135 | VT | NEW | NPCC |  | 22 | 2 | NAICS-22 Non-Cogen | PV | SUN | SUN | ISNE | A |  | 0 | 0 | 0 | 0 | 0 | 0 | 0 | 0 | 0 | 0 | 0 | 0 | 0 | 0 | 0 | 0 | 0 | 0 | 0 | 0 | 0 | 0 | 0 | 0 | 0 | 0 | 0 | 0 | 0 | 0 | 0 | 0 | 0 | 0 | 0 | 0 | 509 | 907 | 2469 | 2802 | 3912 | 3626 | 3736 | 3301 | 2607 | 1825 | 1093 | 451 | 509 | 907 | 2469 | 2802 | 3912 | 3626 | 3736 | 3301 | 2607 | 1825 | 1093 | 451 | 58.062 | 103.4 | 281.673 | 319.614 | 446.258 | 413.553 | 426.136 | 376.573 | 297.378 | 208.193 | 124.676 | 51.484 | 0 | 0 | 27238 | 27238 | 3107 | 2020 | solar PV | TRUE
60345 | N | . | Okeechobee Clean Energy Center | Florida Power & Light Co | 6452 | FL | SAT | SERC |  | 22 | 1 | Electric Utility | CA | DFO | DFO | FPL | M | barrels | 0 | 0 | 0 | 0 | 0 | 0 | 0 | 0 | 0 | 0 | 0 | 0 | 0 | 0 | 0 | 0 | 0 | 0 | 0 | 0 | 0 | 0 | 0 | 0 | 0 | 0 | 0 | 0 | 0 | 0 | 0 | 0 | 0 | 0 | 0 | 0 | 0 | 0 | 0 | 0 | 0 | 0 | 0 | 0 | 0 | 0 | 0 | 0 | 0 | 0 | 0 | 0 | 0 | 0 | 0 | 0 | 0 | 0 | 0 | 0 | 296.677 | 0 | 0 | 122.099 | 0 | 0 | 0 | 130.328 | 0 | 0 | 24.167 | 128.088 | 0 | 0 | 0 | 0 | 701.359 | 2020 | petroleum | TRUE
60345 | N | . | Okeechobee Clean Energy Center | Florida Power & Light Co | 6452 | FL | SAT | SERC |  | 22 | 1 | Electric Utility | CA | NG | NG | FPL | M | mcf | 0 | 0 | 0 | 0 | 0 | 0 | 0 | 0 | 0 | 0 | 0 | 0 | 0 | 0 | 0 | 0 | 0 | 0 | 0 | 0 | 0 | 0 | 0 | 0 | 0 | 0 | 0 | 0 | 0 | 0 | 0 | 0 | 0 | 0 | 0 | 0 | 0 | 0 | 0 | 0 | 0 | 0 | 0 | 0 | 0 | 0 | 0 | 0 | 0 | 0 | 0 | 0 | 0 | 0 | 0 | 0 | 0 | 0 | 0 | 0 | 244861.32 | 154757 | 0 | 217444.9 | 326292 | 131060 | 387011 | 381703.67 | 317991 | 250524 | 316942.83 | 206079.91 | 0 | 0 | 0 | 0 | 2934667.6 | 2020 | natural gas nonpeaker - preexisting nonretiring | TRUE
60345 | N | . | Okeechobee Clean Energy Center | Florida Power & Light Co | 6452 | FL | SAT | SERC |  | 22 | 1 | Electric Utility | CT | DFO | DFO | FPL | M | barrels | 1030 | 0 | 0 | 541 | 0 | 0 | 0 | 432 | 0 | 0 | 79 | 439 | 1030 | 0 | 0 | 541 | 0 | 0 | 0 | 432 | 0 | 0 | 79 | 439 | 5.773 | 0 | 0 | 5.773 | 0 | 0 | 0 | 5.773 | 0 | 0 | 5.773 | 5.773 | 5946 | 0 | 0 | 3123 | 0 | 0 | 0 | 2494 | 0 | 0 | 456 | 2534 | 5946 | 0 | 0 | 3123 | 0 | 0 | 0 | 2494 | 0 | 0 | 456 | 2534 | 626.779 | 0 | 0 | 366.874 | 0 | 0 | 0 | 264.292 | 0 | 0 | 47.66 | 262.161 | 2521 | 2521 | 14553 | 14553 | 1567.766 | 2020 | petroleum | TRUE
60345 | N | . | Okeechobee Clean Energy Center | Florida Power & Light Co | 6452 | FL | SAT | SERC |  | 22 | 1 | Electric Utility | CT | NG | NG | FPL | M | mcf | 4769351 | 2898946 | 212091 | 5405301 | 6091515 | 3397818 | 7171703 | 7098395 | 5923414 | 5884545 | 5812621 | 3962583 | 4769351 | 2898946 | 212091 | 5405301 | 6091515 | 3397818 | 7171703 | 7098395 | 5923414 | 5884545 | 5812621 | 3962583 | 1.029 | 1.029 | 1.029 | 1.029 | 1.029 | 1.029 | 1.029 | 1.029 | 1.029 | 1.029 | 1.029 | 1.029 | 4907662 | 2983015 | 218242 | 5562055 | 6268169 | 3496355 | 7379682 | 7304248 | 6095193 | 6055197 | 5981187 | 4077498 | 4907662 | 2983015 | 218242 | 5562055 | 6268169 | 3496355 | 7379682 | 7304248 | 6095193 | 6055197 | 5981187 | 4077498 | 517309.22 | 315534 | 16812 | 653362.13 | 661065 | 411546 | 784274 | 774059.71 | 643834 | 704673 | 625049.34 | 421788.84 | 58628283 | 58628283 | 60328503 | 60328503 | 6529307.2 | 2020 | natural gas nonpeaker - preexisting nonretiring | TRUE
60345 | N | . | Okeechobee Clean Energy Center | Florida Power & Light Co | 6452 | FL | SAT | SERC |  | 22 | 1 | Electric Utility | CT | RFO | RFO | FPL | M | barrels | . | . | . | . | 0 | . | . | . | . | . | . | . | . | . | . | . | 0 | . | . | . | . | . | . | . | . | . | . | . | 0 | . | . | . | . | . | . | . | . | . | . | . | 0 | . | . | . | . | . | . | . | . | . | . | . | 0 | . | . | . | . | . | . | . | . | . | . | . | 0 | . | . | . | . | . | . | . | 0 | 0 | 0 | 0 | 0 | 2020 | petroleum | TRUE
60346 | N | . | Demille Solar Farm | DTE Electric Company | 5109 | MI | ENC | RFC |  | 22 | 1 | Electric Utility | PV | SUN | SUN | MISO | M |  | 0 | 0 | 0 | 0 | 0 | 0 | 0 | 0 | 0 | 0 | 0 | 0 | 0 | 0 | 0 | 0 | 0 | 0 | 0 | 0 | 0 | 0 | 0 | 0 | 0 | 0 | 0 | 0 | 0 | 0 | 0 | 0 | 0 | 0 | 0 | 0 | 11651 | 20655 | 29536 | 37821 | 42695 | 52374 | 47938 | 45483 | 36515 | 25231 | 20638 | 9477 | 11651 | 20655 | 29536 | 37821 | 42695 | 52374 | 47938 | 45483 | 36515 | 25231 | 20638 | 9477 | 1329 | 2356 | 3369 | 4314 | 4870 | 5974 | 5468 | 5188 | 4165 | 2878 | 2354 | 1081 | 0 | 0 | 380014 | 380014 | 43346 | 2020 | solar PV | TRUE
60347 | N | . | Turrill Solar Farm | DTE Electric Company | 5109 | MI | ENC | RFC |  | 22 | 1 | Electric Utility | PV | SUN | SUN | MISO | A |  | 0 | 0 | 0 | 0 | 0 | 0 | 0 | 0 | 0 | 0 | 0 | 0 | 0 | 0 | 0 | 0 | 0 | 0 | 0 | 0 | 0 | 0 | 0 | 0 | 0 | 0 | 0 | 0 | 0 | 0 | 0 | 0 | 0 | 0 | 0 | 0 | 8240 | 12236 | 17995 | 22087 | 26037 | 32012 | 30754 | 28912 | 22627 | 17875 | 12149 | 8835 | 8240 | 12236 | 17995 | 22087 | 26037 | 32012 | 30754 | 28912 | 22627 | 17875 | 12149 | 8835 | 939.848 | 1395.715 | 2052.618 | 2519.351 | 2969.919 | 3651.408 | 3507.965 | 3297.827 | 2580.884 | 2038.899 | 1385.799 | 1007.767 | 0 | 0 | 239759 | 239759 | 27348 | 2020 | solar PV | TRUE
60348 | N | . | O'Shea Solar Farm | DTE Electric Company | 5109 | MI | ENC | RFC |  | 22 | 1 | Electric Utility | PV | SUN | SUN | MISO | A |  | 0 | 0 | 0 | 0 | 0 | 0 | 0 | 0 | 0 | 0 | 0 | 0 | 0 | 0 | 0 | 0 | 0 | 0 | 0 | 0 | 0 | 0 | 0 | 0 | 0 | 0 | 0 | 0 | 0 | 0 | 0 | 0 | 0 | 0 | 0 | 0 | 920 | 1366 | 2009 | 2466 | 2907 | 3574 | 3433 | 3228 | 2526 | 1995 | 1356 | 986 | 920 | 1366 | 2009 | 2466 | 2907 | 3574 | 3433 | 3228 | 2526 | 1995 | 1356 | 986 | 104.92 | 155.811 | 229.144 | 281.248 | 331.548 | 407.626 | 391.612 | 368.154 | 288.118 | 227.613 | 154.704 | 112.502 | 0 | 0 | 26766 | 26766 | 3053 | 2020 | solar PV | TRUE
60349 | N | . | Hill AFB LFG Facility, Bldg #737 | Ameresco Federal Solutions | 60146 | UT | MTN | WECC |  | 928 | 4 | Commercial NAICS Non-Cogen | IC | LFG | MLG | PACE | M | mcf | 24329 | 25969 | 31178 | 30758 | 30262 | 25709 | 24294 | 28857 | 28723 | 28471 | 10388 | 31520 | 24329 | 25969 | 31178 | 30758 | 30262 | 25709 | 24294 | 28857 | 28723 | 28471 | 10388 | 31520 | 0.525 | 0.6 | 0.697 | 0.597 | 0.622 | 0.495 | 0.679 | 0.638 | 0.662 | 0.628 | 0.633 | 0.606 | 12773 | 15581 | 21731 | 18363 | 18823 | 12726 | 16496 | 18411 | 19015 | 17880 | 6576 | 19101 | 12773 | 15581 | 21731 | 18363 | 18823 | 12726 | 16496 | 18411 | 19015 | 17880 | 6576 | 19101 | 957 | 1026 | 1236 | 1288 | 1258 | 1080 | 1009 | 1226 | 1230 | 1151 | 406 | 1203 | 320458 | 320458 | 197476 | 197476 | 13070 | 2020 | biomass | FALSE
60350 | N | . | Solar Las Vegas MB 2, LLC | NRG Solar Las Vegas MB 2 | 60145 | NV | MTN | WECC |  | 22 | 2 | NAICS-22 Non-Cogen | PV | SUN | SUN | NEVP | A |  | 0 | 0 | 0 | 0 | 0 | 0 | 0 | 0 | 0 | 0 | 0 | 0 | 0 | 0 | 0 | 0 | 0 | 0 | 0 | 0 | 0 | 0 | 0 | 0 | 0 | 0 | 0 | 0 | 0 | 0 | 0 | 0 | 0 | 0 | 0 | 0 | 835 | 1054 | 1126 | 1328 | 1487 | 1595 | 1658 | 1488 | 1298 | 1176 | 874 | 722 | 835 | 1054 | 1126 | 1328 | 1487 | 1595 | 1658 | 1488 | 1298 | 1176 | 874 | 722 | 95.249 | 120.255 | 128.45 | 151.456 | 169.651 | 181.988 | 189.072 | 169.727 | 148.006 | 134.14 | 99.688 | 82.318 | 0 | 0 | 14641 | 14641 | 1670 | 2020 | solar PV | TRUE
60351 | N | . | Bison Solar LLC | Bison Solar LLC | 60143 | CO | MTN | WECC |  | 22 | 2 | NAICS-22 Non-Cogen | PV | SUN | SUN | PSCO | M |  | 0 | 0 | 0 | 0 | 0 | 0 | 0 | 0 | 0 | 0 | 0 | 0 | 0 | 0 | 0 | 0 | 0 | 0 | 0 | 0 | 0 | 0 | 0 | 0 | 0 | 0 | 0 | 0 | 0 | 0 | 0 | 0 | 0 | 0 | 0 | 0 | 28256 | 31544 | 45913 | 57792 | 47657 | 63964 | 67681 | 57985 | 50822 | 40232 | 33122 | 25600 | 28256 | 31544 | 45913 | 57792 | 47657 | 63964 | 67681 | 57985 | 50822 | 40232 | 33122 | 25600 | 3223 | 3598 | 5237 | 6592 | 5436 | 7296 | 7720 | 6614 | 5797 | 4589 | 3778 | 2920 | 0 | 0 | 550568 | 550568 | 62800 | 2020 | solar PV | TRUE
60352 | N | . | Boulder Solar Power, LLC | Southern Power Co | 17650 | NV | MTN | WECC |  | 22 | 2 | NAICS-22 Non-Cogen | PV | SUN | SUN | NEVP | M |  | 0 | 0 | 0 | 0 | 0 | 0 | 0 | 0 | 0 | 0 | 0 | 0 | 0 | 0 | 0 | 0 | 0 | 0 | 0 | 0 | 0 | 0 | 0 | 0 | 0 | 0 | 0 | 0 | 0 | 0 | 0 | 0 | 0 | 0 | 0 | 0 | 134161 | 170781 | 189411 | 232036 | 283078 | 278133 | 286637 | 245423 | 208909 | 187701 | 135722 | 113541 | 134161 | 170781 | 189411 | 232036 | 283078 | 278133 | 286637 | 245423 | 208909 | 187701 | 135722 | 113541 | 15303 | 19480 | 21605 | 26467 | 32289 | 31725 | 32695 | 27994 | 23829 | 21410 | 15481 | 12951 | 0 | 0 | 2465533 | 2465533 | 281229 | 2020 | solar PV | TRUE
60353 | N | . | Cecil County CCVT HS | SunE DB42, LLC | 60150 | MD | SAT | RFC |  | 22 | 2 | NAICS-22 Non-Cogen | PV | SUN | SUN | PJM | A |  | 0 | 0 | 0 | 0 | 0 | 0 | 0 | 0 | 0 | 0 | 0 | 0 | 0 | 0 | 0 | 0 | 0 | 0 | 0 | 0 | 0 | 0 | 0 | 0 | 0 | 0 | 0 | 0 | 0 | 0 | 0 | 0 | 0 | 0 | 0 | 0 | 1304 | 1481 | 1882 | 2111 | 2413 | 2600 | 2584 | 2154 | 1911 | 1640 | 1481 | 1092 | 1304 | 1481 | 1882 | 2111 | 2413 | 2600 | 2584 | 2154 | 1911 | 1640 | 1481 | 1092 | 148.755 | 168.97 | 214.657 | 240.793 | 275.258 | 296.598 | 294.685 | 245.678 | 218 | 187.092 | 168.959 | 124.555 | 0 | 0 | 22653 | 22653 | 2584 | 2020 | solar PV | TRUE
60354 | N | . | Brady II Wind Energy Center | Brady Wind II, LLC | 60149 | ND | WNC | MRO |  | 22 | 2 | NAICS-22 Non-Cogen | WT | WND | WND | SWPP | M |  | 0 | 0 | 0 | 0 | 0 | 0 | 0 | 0 | 0 | 0 | 0 | 0 | 0 | 0 | 0 | 0 | 0 | 0 | 0 | 0 | 0 | 0 | 0 | 0 | 0 | 0 | 0 | 0 | 0 | 0 | 0 | 0 | 0 | 0 | 0 | 0 | 521637 | 490040 | 460934 | 509687 | 504225 | 442856 | 379182 | 418528 | 536838 | 560325 | 597550 | 557239 | 521637 | 490040 | 460934 | 509687 | 504225 | 442856 | 379182 | 418528 | 536838 | 560325 | 597550 | 557239 | 59500 | 55896 | 52576 | 58137 | 57514 | 50514 | 43251 | 47739 | 61234 | 63913 | 68159 | 63561 | 0 | 0 | 5979041 | 5979041 | 681994 | 2020 | onshore wind | TRUE
60355 | N | . | Brady Wind Energy Center | Brady Wind, LLC | 60148 | ND | WNC | MRO |  | 22 | 2 | NAICS-22 Non-Cogen | WT | WND | WND | SWPP | A |  | 0 | 0 | 0 | 0 | 0 | 0 | 0 | 0 | 0 | 0 | 0 | 0 | 0 | 0 | 0 | 0 | 0 | 0 | 0 | 0 | 0 | 0 | 0 | 0 | 0 | 0 | 0 | 0 | 0 | 0 | 0 | 0 | 0 | 0 | 0 | 0 | 471276 | 533669 | 538153 | 531422 | 503201 | 482563 | 382068 | 392965 | 545454 | 551552 | 610186 | 551338 | 471276 | 533669 | 538153 | 531422 | 503201 | 482563 | 382068 | 392965 | 545454 | 551552 | 610186 | 551338 | 53755.649 | 60872.436 | 61383.982 | 60616.133 | 57397.123 | 55043.148 | 43580.238 | 44823.175 | 62216.707 | 62912.234 | 69600.285 | 62887.89 | 0 | 0 | 6093847 | 6093847 | 695089 | 2020 | onshore wind | TRUE
60357 | N | . | Lackawanna Energy Center | Invenergy Services LLC | 49893 | PA | MAT | RFC |  | 22 | 2 | NAICS-22 Non-Cogen | CS | NG | NG | PJM | M | mcf | 5831548 | 5169182 | 4624635 | 4785899 | 2110321 | 4713730 | 6088588 | 5869815 | 4939630 | 3219085 | 5659202 | 6639728 | 5831548 | 5169182 | 4624635 | 4785899 | 2110321 | 4713730 | 6088588 | 5869815 | 4939630 | 3219085 | 5659202 | 6639728 | 1.027 | 1.027 | 1.027 | 1.027 | 1.027 | 1.027 | 1.027 | 1.027 | 1.027 | 1.027 | 1.027 | 1.027 | 5989000 | 5308750 | 4749500 | 4915118 | 2167300 | 4841001 | 6252980 | 6028300 | 5073000 | 3306000 | 5812000 | 6819001 | 5989000 | 5308750 | 4749500 | 4915118 | 2167300 | 4841001 | 6252980 | 6028300 | 5073000 | 3306000 | 5812000 | 6819001 | 897540 | 789687 | 701814 | 757739 | 317867 | 709948 | 954761 | 905050 | 749045 | 489088 | 898047 | 1055756 | 59651363 | 59651363 | 61261950 | 61261950 | 9226342 | 2020 | natural gas nonpeaker - preexisting nonretiring | TRUE
60359 | N | . | Gastonia Solar Center | Adapture Renewables, Inc. | 60496 | NC | SAT | SERC |  | 22 | 2 | NAICS-22 Non-Cogen | PV | SUN | SUN | DUK | A |  | 0 | 0 | 0 | 0 | 0 | 0 | 0 | 0 | 0 | 0 | 0 | 0 | 0 | 0 | 0 | 0 | 0 | 0 | 0 | 0 | 0 | 0 | 0 | 0 | 0 | 0 | 0 | 0 | 0 | 0 | 0 | 0 | 0 | 0 | 0 | 0 | 3074 | 3159 | 4041 | 5489 | 5493 | 5344 | 5978 | 4800 | 4065 | 4122 | 3447 | 2913 | 3074 | 3159 | 4041 | 5489 | 5493 | 5344 | 5978 | 4800 | 4065 | 4122 | 3447 | 2913 | 350.661 | 360.375 | 460.955 | 626.098 | 626.595 | 609.599 | 681.883 | 547.524 | 463.708 | 470.119 | 393.19 | 332.293 | 0 | 0 | 51925 | 51925 | 5923 | 2020 | solar PV | TRUE
60361 | N | . | Wortham Solar Farm | Cypress Creek Renewables | 61060 | NC | SAT | SERC |  | 22 | 2 | NAICS-22 Non-Cogen | PV | SUN | SUN | DUK | A |  | 0 | 0 | 0 | 0 | 0 | 0 | 0 | 0 | 0 | 0 | 0 | 0 | 0 | 0 | 0 | 0 | 0 | 0 | 0 | 0 | 0 | 0 | 0 | 0 | 0 | 0 | 0 | 0 | 0 | 0 | 0 | 0 | 0 | 0 | 0 | 0 | 4367 | 4488 | 5740 | 7797 | 7803 | 7591 | 8491 | 6818 | 5774 | 5854 | 4896 | 4138 | 4367 | 4488 | 5740 | 7797 | 7803 | 7591 | 8491 | 6818 | 5774 | 5854 | 4896 | 4138 | 498.078 | 511.875 | 654.738 | 889.306 | 890.013 | 865.872 | 968.543 | 777.7 | 658.648 | 667.754 | 558.485 | 471.988 | 0 | 0 | 73757 | 73757 | 8413 | 2020 | solar PV | TRUE
60363 | N | . | White Farm Solar, LLC | Cypress Creek Renewables | 61060 | NC | SAT | SERC |  | 22 | 2 | NAICS-22 Non-Cogen | PV | SUN | SUN | PJM | A |  | 0 | 0 | 0 | 0 | 0 | 0 | 0 | 0 | 0 | 0 | 0 | 0 | 0 | 0 | 0 | 0 | 0 | 0 | 0 | 0 | 0 | 0 | 0 | 0 | 0 | 0 | 0 | 0 | 0 | 0 | 0 | 0 | 0 | 0 | 0 | 0 | 4910 | 5046 | 6454 | 8766 | 8773 | 8535 | 9547 | 7666 | 6492 | 6582 | 5505 | 4652 | 4910 | 5046 | 6454 | 8766 | 8773 | 8535 | 9547 | 7666 | 6492 | 6582 | 5505 | 4652 | 560.003 | 575.517 | 736.143 | 999.874 | 1000.67 | 973.527 | 1088.964 | 874.393 | 740.539 | 750.777 | 627.922 | 530.671 | 0 | 0 | 82928 | 82928 | 9459 | 2020 | solar PV | TRUE
60364 | N | . | White Street Renewables | White Street Renewables LLC | 60154 | NC | SAT | SERC |  | 22 | 2 | NAICS-22 Non-Cogen | IC | LFG | MLG | DUK | A | mcf | 18526 | 17718 | 19719 | 18284 | 17990 | 15879 | 17224 | 17394 | 16076 | 16228 | 16801 | 19383 | 18526 | 17718 | 19719 | 18284 | 17990 | 15879 | 17224 | 17394 | 16076 | 16228 | 16801 | 19383 | 0.6 | 0.6 | 0.6 | 0.6 | 0.6 | 0.6 | 0.6 | 0.6 | 0.6 | 0.6 | 0.6 | 0.6 | 11116 | 10631 | 11831 | 10970 | 10794 | 9527 | 10334 | 10436 | 9646 | 9737 | 10081 | 11630 | 11116 | 10631 | 11831 | 10970 | 10794 | 9527 | 10334 | 10436 | 9646 | 9737 | 10081 | 11630 | 964.653 | 922.523 | 1026.753 | 952.034 | 936.723 | 826.77 | 896.833 | 905.673 | 837.03 | 844.984 | 874.796 | 1009.228 | 211222 | 211222 | 126733 | 126733 | 10998 | 2020 | biomass | TRUE
60364 | N | . | White Street Renewables | White Street Renewables LLC | 60154 | NC | SAT | SERC |  | 22 | 2 | NAICS-22 Non-Cogen | PV | SUN | SUN | DUK | A |  | . | . | . | . | . | . | . | . | . | 0 | 0 | 0 | . | . | . | . | . | . | . | . | . | 0 | 0 | 0 | . | . | . | . | . | . | . | . | . | 0 | 0 | 0 | . | . | . | . | . | . | . | . | . | 0 | 0 | 0 | . | . | . | . | . | . | . | . | . | 0 | 0 | 0 | . | . | . | . | . | . | . | . | . | 0 | 0 | 0 | 0 | 0 | 0 | 0 | 0 | 2020 | solar PV | TRUE
60365 | N | . | Vulcraft Solar | Soltage VUL 1600 Chemung, LLC | 60800 | NY | MAT | NPCC |  | 22 | 2 | NAICS-22 Non-Cogen | PV | SUN | SUN | NYIS | A |  | 0 | 0 | 0 | 0 | 0 | 0 | 0 | 0 | 0 | 0 | 0 | 0 | 0 | 0 | 0 | 0 | 0 | 0 | 0 | 0 | 0 | 0 | 0 | 0 | 0 | 0 | 0 | 0 | 0 | 0 | 0 | 0 | 0 | 0 | 0 | 0 | 1015 | 1133 | 1638 | 1643 | 2157 | 2169 | 2063 | 1751 | 1722 | 1223 | 1126 | 762 | 1015 | 1133 | 1638 | 1643 | 2157 | 2169 | 2063 | 1751 | 1722 | 1223 | 1126 | 762 | 115.762 | 129.243 | 186.874 | 187.385 | 246.073 | 247.374 | 235.274 | 199.764 | 196.454 | 139.473 | 128.442 | 86.882 | 0 | 0 | 18402 | 18402 | 2099 | 2020 | solar PV | TRUE
60366 | N | . | Old Settler Wind | Old Settler Wind, LLC | 60155 | TX | WSC | TRE |  | 22 | 2 | NAICS-22 Non-Cogen | WT | WND | WND | ERCO | M |  | 0 | 0 | 0 | 0 | 0 | 0 | 0 | 0 | 0 | 0 | 0 | 0 | 0 | 0 | 0 | 0 | 0 | 0 | 0 | 0 | 0 | 0 | 0 | 0 | 0 | 0 | 0 | 0 | 0 | 0 | 0 | 0 | 0 | 0 | 0 | 0 | 339555 | 430442 | 426541 | 473383 | 420115 | 493442 | 364269 | 356256 | 222165 | 349795 | 397101 | 225338 | 339555 | 430442 | 426541 | 473383 | 420115 | 493442 | 364269 | 356256 | 222165 | 349795 | 397101 | 225338 | 38731 | 49098 | 48653 | 53996 | 47920 | 56284 | 41550 | 40636 | 25341 | 39899 | 45295 | 25703 | 0 | 0 | 4498402 | 4498402 | 513106 | 2020 | onshore wind | TRUE
60367 | N | . | Snow Camp Solar, LLC | Cypress Creek Renewables | 61060 | NC | SAT | SERC |  | 22 | 2 | NAICS-22 Non-Cogen | PV | SUN | SUN | CPLE | A |  | 0 | 0 | 0 | 0 | 0 | 0 | 0 | 0 | 0 | 0 | 0 | 0 | 0 | 0 | 0 | 0 | 0 | 0 | 0 | 0 | 0 | 0 | 0 | 0 | 0 | 0 | 0 | 0 | 0 | 0 | 0 | 0 | 0 | 0 | 0 | 0 | 5466 | 5617 | 7185 | 9759 | 9767 | 9502 | 10629 | 8535 | 7228 | 7328 | 6129 | 5180 | 5466 | 5617 | 7185 | 9759 | 9767 | 9502 | 10629 | 8535 | 7228 | 7328 | 6129 | 5180 | 623.471 | 640.741 | 819.571 | 1113.191 | 1114.077 | 1083.858 | 1212.377 | 973.489 | 824.465 | 835.863 | 699.085 | 590.812 | 0 | 0 | 92325 | 92325 | 10531 | 2020 | solar PV | TRUE
60368 | N | . | Hummel Station LLC | Hummel Station LLC | 60162 | PA | MAT | RFC |  | 22 | 2 | NAICS-22 Non-Cogen | CA | NG | NG | PJM | M | mcf | 2668 | 210 | 232 | 231 | 709 | 14452 | 13549 | 6280 | 379 | 56 | 5812 | 7751 | 2668 | 210 | 232 | 231 | 709 | 14452 | 13549 | 6280 | 379 | 56 | 5812 | 7751 | 1.028 | 1.028 | 1.028 | 1.028 | 1.028 | 1.028 | 1.028 | 1.028 | 1.028 | 1.028 | 1.028 | 1.028 | 2743 | 216 | 238 | 237 | 729 | 14857 | 13928 | 6456 | 390 | 58 | 5975 | 7968 | 2743 | 216 | 238 | 237 | 729 | 14857 | 13928 | 6456 | 390 | 58 | 5975 | 7968 | 167947 | 122718 | 168399 | 164523 | 132895 | 178197 | 246307 | 245882 | 233395 | 48134 | 142211 | 239741 | 52329 | 52329 | 53795 | 53795 | 2090349 | 2020 | natural gas nonpeaker - preexisting nonretiring | TRUE
60368 | N | . | Hummel Station LLC | Hummel Station LLC | 60162 | PA | MAT | RFC |  | 22 | 2 | NAICS-22 Non-Cogen | CT | NG | NG | PJM | M | mcf | 3343912 | 2460941 | 3379494 | 3256726 | 2666845 | 3450119 | 4736589 | 4728546 | 4566543 | 897956 | 2907557 | 4799973 | 3343912 | 2460941 | 3379494 | 3256726 | 2666845 | 3450119 | 4736589 | 4728546 | 4566543 | 897956 | 2907557 | 4799973 | 1.028 | 1.028 | 1.028 | 1.028 | 1.028 | 1.028 | 1.028 | 1.028 | 1.028 | 1.028 | 1.028 | 1.028 | 3437542 | 2529847 | 3474120 | 3347914 | 2741517 | 3546722 | 4869213 | 4860945 | 4694406 | 923099 | 2988969 | 4934372 | 3437542 | 2529847 | 3474120 | 3347914 | 2741517 | 3546722 | 4869213 | 4860945 | 4694406 | 923099 | 2988969 | 4934372 | 334264 | 243328 | 348296 | 337298 | 273810 | 339712 | 475691 | 474412 | 458977 | 96530 | 288083 | 493084 | 41195201 | 41195201 | 42348666 | 42348666 | 4163485 | 2020 | natural gas nonpeaker - preexisting nonretiring | TRUE
60369 | N | . | Battleboro Farm | Oppidum Renewables USA, LLC | 63026 | NC | SAT | SERC |  | 22 | 2 | NAICS-22 Non-Cogen | PV | SUN | SUN | PJM | A |  | 0 | 0 | 0 | 0 | 0 | 0 | 0 | 0 | 0 | 0 | 0 | 0 | 0 | 0 | 0 | 0 | 0 | 0 | 0 | 0 | 0 | 0 | 0 | 0 | 0 | 0 | 0 | 0 | 0 | 0 | 0 | 0 | 0 | 0 | 0 | 0 | 4466 | 4589 | 5870 | 7974 | 7980 | 7763 | 8684 | 6973 | 5905 | 5987 | 5007 | 4232 | 4466 | 4589 | 5870 | 7974 | 7980 | 7763 | 8684 | 6973 | 5905 | 5987 | 5007 | 4232 | 509.386 | 523.496 | 669.603 | 909.496 | 910.219 | 885.53 | 990.532 | 795.356 | 673.601 | 682.914 | 571.164 | 482.703 | 0 | 0 | 75430 | 75430 | 8604 | 2020 | solar PV | TRUE
60370 | N | . | Flint Hill Solar, LLC | Cypress Creek Renewables | 61060 | NC | SAT | SERC |  | 22 | 2 | NAICS-22 Non-Cogen | PV | SUN | SUN | CPLE | A |  | 0 | 0 | 0 | 0 | 0 | 0 | 0 | 0 | 0 | 0 | 0 | 0 | 0 | 0 | 0 | 0 | 0 | 0 | 0 | 0 | 0 | 0 | 0 | 0 | 0 | 0 | 0 | 0 | 0 | 0 | 0 | 0 | 0 | 0 | 0 | 0 | 4446 | 4569 | 5844 | 7937 | 7944 | 7728 | 8645 | 6941 | 5879 | 5960 | 4985 | 4213 | 4446 | 4569 | 5844 | 7937 | 7944 | 7728 | 8645 | 6941 | 5879 | 5960 | 4985 | 4213 | 507.077 | 521.123 | 666.568 | 905.373 | 906.093 | 881.516 | 986.042 | 791.751 | 670.548 | 679.819 | 568.575 | 480.515 | 0 | 0 | 75091 | 75091 | 8565 | 2020 | solar PV | TRUE
60371 | N | . | Legoland Solar | Tampa Electric Co | 18454 | FL | SAT | SERC |  | 22 | 1 | Electric Utility | PV | SUN | SUN | TEC | A |  | 0 | 0 | 0 | 0 | 0 | 0 | 0 | 0 | 0 | 0 | 0 | 0 | 0 | 0 | 0 | 0 | 0 | 0 | 0 | 0 | 0 | 0 | 0 | 0 | 0 | 0 | 0 | 0 | 0 | 0 | 0 | 0 | 0 | 0 | 0 | 0 | 1182 | 1280 | 1706 | 1546 | 1824 | 1574 | 1614 | 1540 | 1334 | 1302 | 1139 | 1239 | 1182 | 1280 | 1706 | 1546 | 1824 | 1574 | 1614 | 1540 | 1334 | 1302 | 1139 | 1239 | 134.862 | 145.997 | 194.597 | 176.328 | 208.02 | 179.575 | 184.116 | 175.678 | 152.135 | 148.472 | 129.888 | 141.332 | 0 | 0 | 17280 | 17280 | 1971 | 2020 | solar PV | TRUE
60372 | N | . | Lamesa Solar | Southern Power Co | 17650 | TX | WSC | TRE |  | 22 | 2 | NAICS-22 Non-Cogen | PV | SUN | SUN | ERCO | M |  | 0 | 0 | 0 | 0 | 0 | 0 | 0 | 0 | 0 | 0 | 0 | 0 | 0 | 0 | 0 | 0 | 0 | 0 | 0 | 0 | 0 | 0 | 0 | 0 | 0 | 0 | 0 | 0 | 0 | 0 | 0 | 0 | 0 | 0 | 0 | 0 | 130681 | 132049 | 136730 | 179855 | 231589 | 256154 | 245608 | 245967 | 181556 | 157026 | 123588 | 109105 | 130681 | 132049 | 136730 | 179855 | 231589 | 256154 | 245608 | 245967 | 181556 | 157026 | 123588 | 109105 | 14906 | 15062 | 15596 | 20515 | 26416 | 29218 | 28015 | 28056 | 20709 | 17911 | 14097 | 12445 | 0 | 0 | 2129908 | 2129908 | 242946 | 2020 | solar PV | TRUE
60375 | N | . | ILR Landfill | ILR Landfill | 60164 | NJ | MAT | RFC |  | 22 | 2 | NAICS-22 Non-Cogen | PV | SUN | SUN | PJM | A |  | 0 | 0 | 0 | 0 | 0 | 0 | 0 | 0 | 0 | 0 | 0 | 0 | 0 | 0 | 0 | 0 | 0 | 0 | 0 | 0 | 0 | 0 | 0 | 0 | 0 | 0 | 0 | 0 | 0 | 0 | 0 | 0 | 0 | 0 | 0 | 0 | 4622 | 5193 | 7438 | 7735 | 10123 | 10626 | 10008 | 8647 | 7945 | 5738 | 5265 | 3646 | 4622 | 5193 | 7438 | 7735 | 10123 | 10626 | 10008 | 8647 | 7945 | 5738 | 5265 | 3646 | 527.247 | 592.365 | 848.403 | 882.246 | 1154.622 | 1212.038 | 1141.552 | 986.342 | 906.286 | 654.449 | 600.534 | 415.916 | 0 | 0 | 86986 | 86986 | 9922 | 2020 | solar PV | TRUE
60376 | N | . | Clean Energy Future-Lordstown, LLC | Clean Energy Future-Lordstown, LLC | 60170 | OH | ENC | RFC |  | 22 | 2 | NAICS-22 Non-Cogen | CA | NG | NG | PJM | M | mcf | 72294 | 58450 | 62606 | 48066 | 59974 | 121239 | 181776 | 152289 | 72177 | 24543 | 62476 | 88828 | 72294 | 58450 | 62606 | 48066 | 59974 | 121239 | 181776 | 152289 | 72177 | 24543 | 62476 | 88828 | 1.053 | 1.049 | 1.055 | 1.065 | 1.078 | 1.071 | 1.065 | 1.064 | 1.071 | 1.083 | 1.085 | 1.083 | 76126 | 61314 | 66049 | 51190 | 64652 | 129847 | 193591 | 162035 | 77302 | 26580 | 67786 | 96201 | 76126 | 61314 | 66049 | 51190 | 64652 | 129847 | 193591 | 162035 | 77302 | 26580 | 67786 | 96201 | 223645 | 196657 | 189179 | 146285 | 157671 | 208210 | 229268 | 224015 | 126473 | 83251 | 204644 | 227375 | 1004718 | 1004718 | 1072673 | 1072673 | 2216673 | 2020 | natural gas nonpeaker - preexisting nonretiring | TRUE
60376 | N | . | Clean Energy Future-Lordstown, LLC | Clean Energy Future-Lordstown, LLC | 60170 | OH | ENC | RFC |  | 22 | 2 | NAICS-22 Non-Cogen | CT | NG | NG | PJM | M | mcf | 4052624 | 3580917 | 3322760 | 2605860 | 2568756 | 3271196 | 3540490 | 3623306 | 2007696 | 1484384 | 3371006 | 3810896 | 4052624 | 3580917 | 3322760 | 2605860 | 2568756 | 3271196 | 3540490 | 3623306 | 2007696 | 1484384 | 3371006 | 3810896 | 1.053 | 1.049 | 1.055 | 1.065 | 1.078 | 1.071 | 1.065 | 1.064 | 1.071 | 1.083 | 1.085 | 1.083 | 4267413 | 3756382 | 3505512 | 2775241 | 2769119 | 3503451 | 3770622 | 3855198 | 2150242 | 1607588 | 3657542 | 4127200 | 4267413 | 3756382 | 3505512 | 2775241 | 2769119 | 3503451 | 3770622 | 3855198 | 2150242 | 1607588 | 3657542 | 4127200 | 425458 | 378687 | 351379 | 279670 | 272865 | 343374 | 376824 | 376741 | 212196 | 155989 | 361941 | 417897 | 37239891 | 37239891 | 39745510 | 39745510 | 3953021 | 2020 | natural gas nonpeaker - preexisting nonretiring | TRUE
60378 | N | . | NHA at Mansfield NJ | Constellation Solar New Jersey, LLC | 57044 | NJ | MAT | RFC |  | 22 | 2 | NAICS-22 Non-Cogen | PV | SUN | SUN | PJM | A |  | 0 | 0 | 0 | 0 | 0 | 0 | 0 | 0 | 0 | 0 | 0 | 0 | 0 | 0 | 0 | 0 | 0 | 0 | 0 | 0 | 0 | 0 | 0 | 0 | 0 | 0 | 0 | 0 | 0 | 0 | 0 | 0 | 0 | 0 | 0 | 0 | 3109 | 3493 | 5003 | 5203 | 6809 | 7147 | 6732 | 5817 | 5344 | 3859 | 3541 | 2453 | 3109 | 3493 | 5003 | 5203 | 6809 | 7147 | 6732 | 5817 | 5344 | 3859 | 3541 | 2453 | 354.652 | 398.452 | 570.676 | 593.44 | 776.653 | 815.273 | 767.861 | 663.459 | 609.61 | 440.213 | 403.947 | 279.764 | 0 | 0 | 58510 | 58510 | 6674 | 2020 | solar PV | TRUE
60380 | N | . | Shoe Creek Solar, LLC | Cypress Creek Renewables | 61060 | NC | SAT | SERC |  | 22 | 2 | NAICS-22 Non-Cogen | PV | SUN | SUN | DUK | M |  | 0 | 0 | 0 | 0 | 0 | 0 | 0 | 0 | 0 | 0 | 0 | 0 | 0 | 0 | 0 | 0 | 0 | 0 | 0 | 0 | 0 | 0 | 0 | 0 | 0 | 0 | 0 | 0 | 0 | 0 | 0 | 0 | 0 | 0 | 0 | 0 | 67804 | 75431 | 86276 | 129506 | 132785 | 130558 | 143823 | 108457 | 96998 | 98681 | 74160 | 67103 | 67804 | 75431 | 86276 | 129506 | 132785 | 130558 | 143823 | 108457 | 96998 | 98681 | 74160 | 67103 | 7734 | 8604 | 9841 | 14772 | 15146 | 14892 | 16405 | 12371 | 11064 | 11256 | 8459 | 7654 | 0 | 0 | 1211582 | 1211582 | 138198 | 2020 | solar PV | TRUE
60381 | N | . | Sulphur Springs | Goldman Sachs Renewable Power Group | 61944 | AZ | MTN | WECC |  | 22 | 2 | NAICS-22 Non-Cogen | PV | SUN | SUN | WALC | A |  | 0 | 0 | 0 | 0 | 0 | 0 | 0 | 0 | 0 | 0 | 0 | 0 | 0 | 0 | 0 | 0 | 0 | 0 | 0 | 0 | 0 | 0 | 0 | 0 | 0 | 0 | 0 | 0 | 0 | 0 | 0 | 0 | 0 | 0 | 0 | 0 | 27663 | 31946 | 36045 | 48183 | 52192 | 49864 | 49966 | 45937 | 41505 | 39128 | 27944 | 24805 | 27663 | 31946 | 36045 | 48183 | 52192 | 49864 | 49966 | 45937 | 41505 | 39128 | 27944 | 24805 | 3155.401 | 3643.913 | 4111.451 | 5496 | 5953.217 | 5687.707 | 5699.363 | 5239.774 | 4734.265 | 4463.13 | 3187.402 | 2829.377 | 0 | 0 | 475178 | 475178 | 54201 | 2020 | solar PV | TRUE
60383 | N | . | Monroe Solar Facility | Duke Energy Carolinas, LLC | 5416 | NC | SAT | SERC |  | 22 | 1 | Electric Utility | PV | SUN | SUN | DUK | M |  | 0 | 0 | 0 | 0 | 0 | 0 | 0 | 0 | 0 | 0 | 0 | 0 | 0 | 0 | 0 | 0 | 0 | 0 | 0 | 0 | 0 | 0 | 0 | 0 | 0 | 0 | 0 | 0 | 0 | 0 | 0 | 0 | 0 | 0 | 0 | 0 | 52085 | 52725 | 63692 | 91747 | 84391 | 94526 | 97708 | 82340 | 75712 | 76492 | 59668 | 52120 | 52085 | 52725 | 63692 | 91747 | 84391 | 94526 | 97708 | 82340 | 75712 | 76492 | 59668 | 52120 | 5941 | 6014 | 7265 | 10465 | 9626 | 10782 | 11145 | 9392 | 8636 | 8725 | 6806 | 5945 | 0 | 0 | 883206 | 883206 | 100742 | 2020 | solar PV | TRUE
60384 | N | . | Hertford Solar Farm | SolNCPower10, LLC | 60183 | NC | SAT | SERC |  | 22 | 2 | NAICS-22 Non-Cogen | PV | SUN | SUN | PJM | A |  | 0 | 0 | 0 | 0 | 0 | 0 | 0 | 0 | 0 | 0 | 0 | 0 | 0 | 0 | 0 | 0 | 0 | 0 | 0 | 0 | 0 | 0 | 0 | 0 | 0 | 0 | 0 | 0 | 0 | 0 | 0 | 0 | 0 | 0 | 0 | 0 | 4326 | 4446 | 5687 | 7724 | 7730 | 7521 | 8412 | 6755 | 5721 | 5800 | 4851 | 4100 | 4326 | 4446 | 5687 | 7724 | 7730 | 7521 | 8412 | 6755 | 5721 | 5800 | 4851 | 4100 | 493.459 | 507.129 | 648.668 | 881.061 | 881.761 | 857.844 | 959.564 | 770.49 | 652.542 | 661.563 | 553.307 | 467.612 | 0 | 0 | 73073 | 73073 | 8335 | 2020 | solar PV | TRUE
60385 | Y | . | Santa Rita Jail Fuel Cell | SRJFC, LLC | 60182 | CA | PACC | WECC |  | 22 | 3 | NAICS-22 Cogen | FC | NG | NG | CISO | A | mcf | 6372 | 5625 | 6244 | 4416 | 4152 | 5841 | 8171 | 10161 | 8849 | 9190 | 7340 | 8136 | 6372 | 5625 | 6244 | 4416 | 4152 | 5841 | 8171 | 10161 | 8849 | 9190 | 7340 | 8136 | 1.039 | 1.039 | 1.039 | 1.039 | 1.039 | 1.039 | 1.039 | 1.039 | 1.039 | 1.039 | 1.039 | 1.039 | 6621 | 5844 | 6488 | 4588 | 4314 | 6069 | 8490 | 10557 | 9194 | 9548 | 7626 | 8453 | 6621 | 5844 | 6488 | 4588 | 4314 | 6069 | 8490 | 10557 | 9194 | 9548 | 7626 | 8453 | 699.514 | 617.737 | 685.729 | 484.948 | 455.983 | 641.435 | 897.3 | 1115.855 | 971.736 | 1009.172 | 806.091 | 893.5 | 84497 | 84497 | 87792 | 87792 | 9279 | 2020 | other | TRUE
60386 | N | . | RE Garland A | Southern Power Co | 17650 | CA | PACC | WECC |  | 22 | 2 | NAICS-22 Non-Cogen | PV | SUN | SUN | CISO | A |  | 0 | 0 | 0 | 0 | 0 | 0 | 0 | 0 | 0 | 0 | 0 | 0 | 0 | 0 | 0 | 0 | 0 | 0 | 0 | 0 | 0 | 0 | 0 | 0 | 0 | 0 | 0 | 0 | 0 | 0 | 0 | 0 | 0 | 0 | 0 | 0 | 23873 | 32362 | 31668 | 39910 | 52233 | 52013 | 58750 | 48673 | 38218 | 35326 | 27927 | 22112 | 23873 | 32362 | 31668 | 39910 | 52233 | 52013 | 58750 | 48673 | 38218 | 35326 | 27927 | 22112 | 2723.104 | 3691.301 | 3612.161 | 4552.34 | 5957.873 | 5932.852 | 6701.255 | 5551.805 | 4359.263 | 4029.384 | 3185.524 | 2522.138 | 0 | 0 | 463065 | 463065 | 52819 | 2020 | solar PV | TRUE
60388 | N | . | Morgantown | EDL Inc | 55858 | PA | MAT | RFC |  | 22 | 2 | NAICS-22 Non-Cogen | IC | LFG | MLG | PJM | A | mcf | 16109 | 13780 | 15068 | 14899 | 14706 | 14564 | 15438 | 15219 | 14407 | 11580 | 13081 | 14369 | 16109 | 13780 | 15068 | 14899 | 14706 | 14564 | 15438 | 15219 | 14407 | 11580 | 13081 | 14369 | 0.5 | 0.5 | 0.5 | 0.5 | 0.5 | 0.5 | 0.5 | 0.5 | 0.5 | 0.5 | 0.5 | 0.5 | 8055 | 6890 | 7534 | 7450 | 7353 | 7282 | 7719 | 7610 | 7204 | 5790 | 6541 | 7185 | 8055 | 6890 | 7534 | 7450 | 7353 | 7282 | 7719 | 7610 | 7204 | 5790 | 6541 | 7185 | 829.737 | 709.75 | 776.09 | 767.378 | 757.481 | 750.135 | 795.159 | 783.857 | 742.057 | 596.448 | 673.782 | 740.126 | 173220 | 173220 | 86613 | 86613 | 8922 | 2020 | biomass | TRUE
60389 | N | . | RE Barren Ridge 1 | RE Barren Ridge 1, LLC | 60191 | CA | PACC | WECC |  | 22 | 2 | NAICS-22 Non-Cogen | PV | SUN | SUN | LDWP | A |  | 0 | 0 | 0 | 0 | 0 | 0 | 0 | 0 | 0 | 0 | 0 | 0 | 0 | 0 | 0 | 0 | 0 | 0 | 0 | 0 | 0 | 0 | 0 | 0 | 0 | 0 | 0 | 0 | 0 | 0 | 0 | 0 | 0 | 0 | 0 | 0 | 76211 | 103307 | 101093 | 127405 | 166741 | 166041 | 187546 | 155377 | 122001 | 112769 | 89152 | 70586 | 76211 | 103307 | 101093 | 127405 | 166741 | 166041 | 187546 | 155377 | 122001 | 112769 | 89152 | 70586 | 8692.91 | 11783.663 | 11531.028 | 14532.34 | 19019.193 | 18939.321 | 21392.278 | 17722.912 | 13915.983 | 12862.92 | 10169.084 | 8051.368 | 0 | 0 | 1478229 | 1478229 | 168613 | 2020 | solar PV | TRUE
60390 | N | . | Beech Ridge Energy Storage | Invenergy Services LLC | 49893 | WV | SAT | RFC |  | 22 | 2 | NAICS-22 Non-Cogen | BA | MWH | OTH | PJM | M | megawatthours | 965 | 1348 | 1784 | 1488 | 1492 | 1456 | 1718 | 1898 | 1699 | 1748 | 1664 | 1642 | 965 | 1348 | 1784 | 1488 | 1492 | 1456 | 1718 | 1898 | 1699 | 1748 | 1664 | 1642 | 0 | 0 | 0 | 0 | 0 | 0 | 0 | 0 | 0 | 0 | 0 | 0 | 0 | 0 | 0 | 0 | 0 | 0 | 0 | 0 | 0 | 0 | 0 | 0 | 0 | 0 | 0 | 0 | 0 | 0 | 0 | 0 | 0 | 0 | 0 | 0 | -762 | -948 | -1107 | -968 | -988 | -907 | -1094 | -1189 | -1087 | -1082 | -1068 | -1060 | 18902 | 18902 | 0 | 0 | -12260 | 2020 | other | TRUE
60391 | N | . | SJA Solar LLC-Solterra Monastery CSG | SJA Solar, LLC | 60189 | MA | NEW | RFC |  | 22 | 2 | NAICS-22 Non-Cogen | PV | SUN | SUN | ISNE | A |  | 0 | 0 | 0 | 0 | 0 | 0 | 0 | 0 | 0 | 0 | 0 | 0 | 0 | 0 | 0 | 0 | 0 | 0 | 0 | 0 | 0 | 0 | 0 | 0 | 0 | 0 | 0 | 0 | 0 | 0 | 0 | 0 | 0 | 0 | 0 | 0 | 10167 | 13317 | 20262 | 19428 | 27389 | 25877 | 25484 | 24090 | 20916 | 15207 | 10875 | 8277 | 10167 | 13317 | 20262 | 19428 | 27389 | 25877 | 25484 | 24090 | 20916 | 15207 | 10875 | 8277 | 1159.649 | 1518.951 | 2311.213 | 2215.998 | 3124.135 | 2951.67 | 2906.757 | 2747.766 | 2385.769 | 1734.533 | 1240.492 | 944.067 | 0 | 0 | 221289 | 221289 | 25241 | 2020 | solar PV | TRUE
60392 | Y | . | Pfizer Groton Fuel Cell | Groton Fuel Cell 1 LLC | 62093 | CT | NEW | NPCC |  | 22 | 3 | NAICS-22 Cogen | FC | NG | NG | ISNE | A | mcf | 26854 | 25164 | 22805 | 23347 | 20700 | 27675 | 33267 | 29639 | 26126 | 21326 | 23842 | 26895 | 26854 | 25164 | 22805 | 23347 | 20700 | 27675 | 33267 | 29639 | 26126 | 21326 | 23842 | 26895 | 1.027 | 1.027 | 1.027 | 1.027 | 1.027 | 1.027 | 1.027 | 1.027 | 1.027 | 1.027 | 1.027 | 1.027 | 27579 | 25843 | 23421 | 23977 | 21259 | 28422 | 34165 | 30439 | 26831 | 21902 | 24486 | 27621 | 27579 | 25843 | 23421 | 23977 | 21259 | 28422 | 34165 | 30439 | 26831 | 21902 | 24486 | 27621 | 2843.465 | 2664.495 | 2414.798 | 2472.167 | 2191.824 | 2930.371 | 3522.55 | 3138.415 | 2766.391 | 2258.14 | 2524.522 | 2847.862 | 307640 | 307640 | 315945 | 315945 | 32575 | 2020 | other | TRUE
60394 | N | . | Tamworth Holdings | RWE Renewables Americas LLC | 56215 | NC | SAT | SERC |  | 22 | 2 | NAICS-22 Non-Cogen | PV | SUN | SUN | DUK | A |  | 0 | 0 | 0 | 0 | 0 | 0 | 0 | 0 | 0 | 0 | 0 | 0 | 0 | 0 | 0 | 0 | 0 | 0 | 0 | 0 | 0 | 0 | 0 | 0 | 0 | 0 | 0 | 0 | 0 | 0 | 0 | 0 | 0 | 0 | 0 | 0 | 5135 | 5277 | 6750 | 9168 | 9175 | 8927 | 9985 | 8018 | 6790 | 6884 | 5758 | 4866 | 5135 | 5277 | 6750 | 9168 | 9175 | 8927 | 9985 | 8018 | 6790 | 6884 | 5758 | 4866 | 585.699 | 601.923 | 769.919 | 1045.751 | 1046.582 | 1018.195 | 1138.928 | 914.512 | 774.516 | 785.224 | 656.732 | 555.019 | 0 | 0 | 86733 | 86733 | 9893 | 2020 | solar PV | TRUE
60395 | N | . | MC1 Solar | MC1 Solar Farm, LLC | 60190 | NC | SAT | SERC |  | 22 | 2 | NAICS-22 Non-Cogen | PV | SUN | SUN | PJM | A |  | 0 | 0 | 0 | 0 | 0 | 0 | 0 | 0 | 0 | 0 | 0 | 0 | 0 | 0 | 0 | 0 | 0 | 0 | 0 | 0 | 0 | 0 | 0 | 0 | 0 | 0 | 0 | 0 | 0 | 0 | 0 | 0 | 0 | 0 | 0 | 0 | 4463 | 4587 | 5867 | 7969 | 7975 | 7759 | 8679 | 6969 | 5902 | 5984 | 5004 | 4229 | 4463 | 4587 | 5867 | 7969 | 7975 | 7759 | 8679 | 6969 | 5902 | 5984 | 5004 | 4229 | 509.089 | 523.192 | 669.214 | 908.967 | 909.69 | 885.015 | 989.957 | 794.894 | 673.21 | 682.517 | 570.832 | 482.423 | 0 | 0 | 75387 | 75387 | 8599 | 2020 | solar PV | TRUE
60396 | N | . | St. Pauls Solar 1, LLC | Cypress Creek Renewables | 61060 | NC | SAT | SERC |  | 22 | 2 | NAICS-22 Non-Cogen | PV | SUN | SUN | DUK | A |  | 0 | 0 | 0 | 0 | 0 | 0 | 0 | 0 | 0 | 0 | 0 | 0 | 0 | 0 | 0 | 0 | 0 | 0 | 0 | 0 | 0 | 0 | 0 | 0 | 0 | 0 | 0 | 0 | 0 | 0 | 0 | 0 | 0 | 0 | 0 | 0 | 4275 | 4394 | 5620 | 7633 | 7640 | 7432 | 8314 | 6675 | 5654 | 5732 | 4794 | 4051 | 4275 | 4394 | 5620 | 7633 | 7640 | 7432 | 8314 | 6675 | 5654 | 5732 | 4794 | 4051 | 487.658 | 501.166 | 641.041 | 870.702 | 871.394 | 847.758 | 948.281 | 761.431 | 644.869 | 653.785 | 546.801 | 462.114 | 0 | 0 | 72214 | 72214 | 8237 | 2020 | solar PV | TRUE
60397 | N | . | Kennedy Solar, LLC | Cypress Creek Renewables | 61060 | NC | SAT | SERC |  | 22 | 2 | NAICS-22 Non-Cogen | PV | SUN | SUN | DUK | A |  | 0 | 0 | 0 | 0 | 0 | 0 | 0 | 0 | 0 | 0 | 0 | 0 | 0 | 0 | 0 | 0 | 0 | 0 | 0 | 0 | 0 | 0 | 0 | 0 | 0 | 0 | 0 | 0 | 0 | 0 | 0 | 0 | 0 | 0 | 0 | 0 | 4117 | 4231 | 5412 | 7351 | 7357 | 7157 | 8006 | 6428 | 5444 | 5519 | 4616 | 3901 | 4117 | 4231 | 5412 | 7351 | 7357 | 7157 | 8006 | 6428 | 5444 | 5519 | 4616 | 3901 | 469.602 | 482.609 | 617.305 | 838.461 | 839.128 | 816.367 | 913.168 | 733.236 | 620.991 | 629.576 | 526.554 | 445.003 | 0 | 0 | 69539 | 69539 | 7932 | 2020 | solar PV | TRUE
60398 | N | . | Innovative Solar 65 | Cypress Creek Renewables | 61060 | NC | SAT | SERC |  | 22 | 2 | NAICS-22 Non-Cogen | PV | SUN | SUN | DUK | A |  | 0 | 0 | 0 | 0 | 0 | 0 | 0 | 0 | 0 | 0 | 0 | 0 | 0 | 0 | 0 | 0 | 0 | 0 | 0 | 0 | 0 | 0 | 0 | 0 | 0 | 0 | 0 | 0 | 0 | 0 | 0 | 0 | 0 | 0 | 0 | 0 | 4365 | 4485 | 5737 | 7793 | 7799 | 7587 | 8487 | 6815 | 5772 | 5851 | 4894 | 4136 | 4365 | 4485 | 5737 | 7793 | 7799 | 7587 | 8487 | 6815 | 5772 | 5851 | 4894 | 4136 | 497.842 | 511.631 | 654.427 | 888.883 | 889.59 | 865.46 | 968.083 | 777.33 | 658.335 | 667.437 | 558.219 | 471.763 | 0 | 0 | 73721 | 73721 | 8409 | 2020 | solar PV | TRUE
60399 | N | . | Lincoln Solar, LLC (NC) | Cypress Creek Renewables | 61060 | NC | SAT | SERC |  | 22 | 2 | NAICS-22 Non-Cogen | PV | SUN | SUN | DUK | A |  | 0 | 0 | 0 | 0 | 0 | 0 | 0 | 0 | 0 | 0 | 0 | 0 | 0 | 0 | 0 | 0 | 0 | 0 | 0 | 0 | 0 | 0 | 0 | 0 | 0 | 0 | 0 | 0 | 0 | 0 | 0 | 0 | 0 | 0 | 0 | 0 | 4677 | 4807 | 6148 | 8351 | 8357 | 8131 | 9095 | 7303 | 6185 | 6270 | 5244 | 4432 | 4677 | 4807 | 6148 | 8351 | 8357 | 8131 | 9095 | 7303 | 6185 | 6270 | 5244 | 4432 | 533.484 | 548.259 | 701.277 | 952.518 | 953.275 | 927.418 | 1037.388 | 832.979 | 705.465 | 715.218 | 598.182 | 505.537 | 0 | 0 | 79000 | 79000 | 9011 | 2020 | solar PV | TRUE
60400 | N | . | Exum Farm Solar, LLC | Cypress Creek Renewables | 61060 | NC | SAT | SERC |  | 22 | 2 | NAICS-22 Non-Cogen | PV | SUN | SUN | DUK | A |  | 0 | 0 | 0 | 0 | 0 | 0 | 0 | 0 | 0 | 0 | 0 | 0 | 0 | 0 | 0 | 0 | 0 | 0 | 0 | 0 | 0 | 0 | 0 | 0 | 0 | 0 | 0 | 0 | 0 | 0 | 0 | 0 | 0 | 0 | 0 | 0 | 4428 | 4551 | 5821 | 7907 | 7913 | 7698 | 8611 | 6915 | 5856 | 5937 | 4965 | 4196 | 4428 | 4551 | 5821 | 7907 | 7913 | 7698 | 8611 | 6915 | 5856 | 5937 | 4965 | 4196 | 505.124 | 519.115 | 663.999 | 901.885 | 902.602 | 878.119 | 982.243 | 788.701 | 667.965 | 677.199 | 566.384 | 478.664 | 0 | 0 | 74798 | 74798 | 8532 | 2020 | solar PV | TRUE
60401 | N | . | Bizzell Church Solar 1, LLC | Cypress Creek Renewables | 61060 | NC | SAT | SERC |  | 22 | 2 | NAICS-22 Non-Cogen | PV | SUN | SUN | DUK | A |  | 0 | 0 | 0 | 0 | 0 | 0 | 0 | 0 | 0 | 0 | 0 | 0 | 0 | 0 | 0 | 0 | 0 | 0 | 0 | 0 | 0 | 0 | 0 | 0 | 0 | 0 | 0 | 0 | 0 | 0 | 0 | 0 | 0 | 0 | 0 | 0 | 4645 | 4774 | 6106 | 8294 | 8301 | 8076 | 9033 | 7253 | 6143 | 6228 | 5209 | 4402 | 4645 | 4774 | 6106 | 8294 | 8301 | 8076 | 9033 | 7253 | 6143 | 6228 | 5209 | 4402 | 529.87 | 544.548 | 696.53 | 946.07 | 946.822 | 921.14 | 1030.365 | 827.341 | 700.689 | 710.377 | 594.133 | 502.115 | 0 | 0 | 78464 | 78464 | 8950 | 2020 | solar PV | TRUE
60402 | N | . | CB Bladen Solar, LLC | Cypress Creek Renewables | 61060 | NC | SAT | SERC |  | 22 | 2 | NAICS-22 Non-Cogen | PV | SUN | SUN | DUK | A |  | 0 | 0 | 0 | 0 | 0 | 0 | 0 | 0 | 0 | 0 | 0 | 0 | 0 | 0 | 0 | 0 | 0 | 0 | 0 | 0 | 0 | 0 | 0 | 0 | 0 | 0 | 0 | 0 | 0 | 0 | 0 | 0 | 0 | 0 | 0 | 0 | 4638 | 4767 | 6097 | 8281 | 8288 | 8063 | 9019 | 7242 | 6133 | 6218 | 5201 | 4395 | 4638 | 4767 | 6097 | 8281 | 8288 | 8063 | 9019 | 7242 | 6133 | 6218 | 5201 | 4395 | 529.043 | 543.696 | 695.44 | 944.59 | 945.341 | 919.699 | 1028.754 | 826.046 | 699.593 | 709.266 | 593.203 | 501.329 | 0 | 0 | 78342 | 78342 | 8936 | 2020 | solar PV | TRUE
60403 | N | . | Currin Solar, LLC | Cypress Creek Renewables | 61060 | NC | SAT | SERC |  | 22 | 2 | NAICS-22 Non-Cogen | PV | SUN | SUN | DUK | A |  | 0 | 0 | 0 | 0 | 0 | 0 | 0 | 0 | 0 | 0 | 0 | 0 | 0 | 0 | 0 | 0 | 0 | 0 | 0 | 0 | 0 | 0 | 0 | 0 | 0 | 0 | 0 | 0 | 0 | 0 | 0 | 0 | 0 | 0 | 0 | 0 | 4217 | 4334 | 5544 | 7530 | 7536 | 7331 | 8201 | 6585 | 5577 | 5654 | 4729 | 3996 | 4217 | 4334 | 5544 | 7530 | 7536 | 7331 | 8201 | 6585 | 5577 | 5654 | 4729 | 3996 | 481.029 | 494.352 | 632.325 | 858.862 | 859.545 | 836.231 | 935.387 | 751.077 | 636.101 | 644.895 | 539.366 | 455.83 | 0 | 0 | 71234 | 71234 | 8125 | 2020 | solar PV | TRUE
60404 | N | . | Pisgah Mountain Wind | Pisgah Mountain, LLC | 60207 | ME | NEW | NPCC |  | 22 | 2 | NAICS-22 Non-Cogen | WT | WND | WND | ISNE | A |  | 0 | 0 | 0 | 0 | 0 | 0 | 0 | 0 | 0 | 0 | 0 | 0 | 0 | 0 | 0 | 0 | 0 | 0 | 0 | 0 | 0 | 0 | 0 | 0 | 0 | 0 | 0 | 0 | 0 | 0 | 0 | 0 | 0 | 0 | 0 | 0 | 19823 | 23338 | 29349 | 29218 | 26441 | 13739 | 10230 | 15131 | 21356 | 21889 | 27621 | 26770 | 19823 | 23338 | 29349 | 29218 | 26441 | 13739 | 10230 | 15131 | 21356 | 21889 | 27621 | 26770 | 2261.127 | 2661.974 | 3347.617 | 3332.683 | 3015.953 | 1567.174 | 1166.832 | 1725.939 | 2435.944 | 2496.712 | 3150.589 | 3053.456 | 0 | 0 | 264905 | 264905 | 30216 | 2020 | onshore wind | TRUE
60405 | N | . | Chaves Solar, LLC | Chaves Solar LLC | 60208 | NM | MTN | MRO |  | 22 | 2 | NAICS-22 Non-Cogen | PV | SUN | SUN | SWPP | M |  | 0 | 0 | 0 | 0 | 0 | 0 | 0 | 0 | 0 | 0 | 0 | 0 | 0 | 0 | 0 | 0 | 0 | 0 | 0 | 0 | 0 | 0 | 0 | 0 | 0 | 0 | 0 | 0 | 0 | 0 | 0 | 0 | 0 | 0 | 0 | 0 | 92650 | 94596 | 108974 | 148820 | 171824 | 173692 | 163277 | 152861 | 133933 | 121905 | 101592 | 91992 | 92650 | 94596 | 108974 | 148820 | 171824 | 173692 | 163277 | 152861 | 133933 | 121905 | 101592 | 91992 | 10568 | 10790 | 12430 | 16975 | 19599 | 19812 | 18624 | 17436 | 15277 | 13905 | 11588 | 10493 | 0 | 0 | 1556116 | 1556116 | 177497 | 2020 | solar PV | TRUE
60406 | N | . | Roswell Solar, LLC | Roswell Solar, LLC | 60209 | NM | MTN | MRO |  | 22 | 2 | NAICS-22 Non-Cogen | PV | SUN | SUN | SWPP | M |  | 0 | 0 | 0 | 0 | 0 | 0 | 0 | 0 | 0 | 0 | 0 | 0 | 0 | 0 | 0 | 0 | 0 | 0 | 0 | 0 | 0 | 0 | 0 | 0 | 0 | 0 | 0 | 0 | 0 | 0 | 0 | 0 | 0 | 0 | 0 | 0 | 93263 | 95569 | 109684 | 148750 | 171561 | 171447 | 161813 | 150003 | 130058 | 119687 | 98208 | 85443 | 93263 | 95569 | 109684 | 148750 | 171561 | 171447 | 161813 | 150003 | 130058 | 119687 | 98208 | 85443 | 10638 | 10901 | 12511 | 16967 | 19569 | 19556 | 18457 | 17110 | 14835 | 13652 | 11202 | 9746 | 0 | 0 | 1535486 | 1535486 | 175144 | 2020 | solar PV | TRUE
60408 | N | . | Nash 97 Solar, LLC | Cypress Creek Renewables | 61060 | NC | SAT | SERC |  | 22 | 2 | NAICS-22 Non-Cogen | PV | SUN | SUN | DUK | A |  | 0 | 0 | 0 | 0 | 0 | 0 | 0 | 0 | 0 | 0 | 0 | 0 | 0 | 0 | 0 | 0 | 0 | 0 | 0 | 0 | 0 | 0 | 0 | 0 | 0 | 0 | 0 | 0 | 0 | 0 | 0 | 0 | 0 | 0 | 0 | 0 | 4717 | 4848 | 6201 | 8422 | 8429 | 8200 | 9172 | 7365 | 6238 | 6324 | 5289 | 4470 | 4717 | 4848 | 6201 | 8422 | 8429 | 8200 | 9172 | 7365 | 6238 | 6324 | 5289 | 4470 | 538.042 | 552.944 | 707.27 | 960.657 | 961.421 | 935.343 | 1046.252 | 840.097 | 711.493 | 721.33 | 603.294 | 509.857 | 0 | 0 | 79675 | 79675 | 9088 | 2020 | solar PV | TRUE
60409 | N | . | South Winston Farm, LLC | Cypress Creek Renewables | 61060 | NC | SAT | SERC |  | 22 | 2 | NAICS-22 Non-Cogen | PV | SUN | SUN | DUK | A |  | 0 | 0 | 0 | 0 | 0 | 0 | 0 | 0 | 0 | 0 | 0 | 0 | 0 | 0 | 0 | 0 | 0 | 0 | 0 | 0 | 0 | 0 | 0 | 0 | 0 | 0 | 0 | 0 | 0 | 0 | 0 | 0 | 0 | 0 | 0 | 0 | 4552 | 4679 | 5984 | 8128 | 8135 | 7914 | 8853 | 7108 | 6020 | 6103 | 5105 | 4314 | 4552 | 4679 | 5984 | 8128 | 8135 | 7914 | 8853 | 7108 | 6020 | 6103 | 5105 | 4314 | 519.272 | 533.657 | 682.599 | 927.149 | 927.886 | 902.718 | 1009.758 | 810.794 | 686.676 | 696.169 | 582.25 | 492.072 | 0 | 0 | 76895 | 76895 | 8771 | 2020 | solar PV | TRUE
60410 | N | . | Sullivan Solar, LLC | Cypress Creek Renewables | 61060 | IN | ENC | RFC |  | 22 | 2 | NAICS-22 Non-Cogen | PV | SUN | SUN | PJM | A |  | 0 | 0 | 0 | 0 | 0 | 0 | 0 | 0 | 0 | 0 | 0 | 0 | 0 | 0 | 0 | 0 | 0 | 0 | 0 | 0 | 0 | 0 | 0 | 0 | 0 | 0 | 0 | 0 | 0 | 0 | 0 | 0 | 0 | 0 | 0 | 0 | 2696 | 4003 | 5887 | 7226 | 8518 | 10473 | 10061 | 9459 | 7402 | 5848 | 3975 | 2890 | 2696 | 4003 | 5887 | 7226 | 8518 | 10473 | 10061 | 9459 | 7402 | 5848 | 3975 | 2890 | 307.475 | 456.613 | 671.522 | 824.215 | 971.62 | 1194.572 | 1147.644 | 1078.896 | 844.346 | 667.033 | 453.369 | 329.695 | 0 | 0 | 78438 | 78438 | 8947 | 2020 | solar PV | TRUE
60411 | N | . | Coventry Photovoltaic, LLC | Coventry Photovoltaic, LLC | 60801 | VT | NEW | NPCC |  | 22 | 2 | NAICS-22 Non-Cogen | PV | SUN | SUN | ISNE | A |  | 0 | 0 | 0 | 0 | 0 | 0 | 0 | 0 | 0 | 0 | 0 | 0 | 0 | 0 | 0 | 0 | 0 | 0 | 0 | 0 | 0 | 0 | 0 | 0 | 0 | 0 | 0 | 0 | 0 | 0 | 0 | 0 | 0 | 0 | 0 | 0 | 462 | 823 | 2241 | 2543 | 3551 | 3291 | 3391 | 2996 | 2366 | 1657 | 992 | 410 | 462 | 823 | 2241 | 2543 | 3551 | 3291 | 3391 | 2996 | 2366 | 1657 | 992 | 410 | 52.701 | 93.849 | 255.654 | 290.09 | 405.037 | 375.352 | 386.772 | 341.788 | 269.908 | 188.962 | 113.159 | 46.728 | 0 | 0 | 24723 | 24723 | 2820 | 2020 | solar PV | TRUE
60412 | N | . | Munro Valley Solar | Ecos Energy LLC | 58135 | CA | PACC | WECC |  | 22 | 2 | NAICS-22 Non-Cogen | PV | SUN | SUN | CISO | A |  | 0 | 0 | 0 | 0 | 0 | 0 | 0 | 0 | 0 | 0 | 0 | 0 | 0 | 0 | 0 | 0 | 0 | 0 | 0 | 0 | 0 | 0 | 0 | 0 | 0 | 0 | 0 | 0 | 0 | 0 | 0 | 0 | 0 | 0 | 0 | 0 | 4716 | 6393 | 6256 | 7884 | 10318 | 10275 | 11606 | 9615 | 7550 | 6978 | 5517 | 4368 | 4716 | 6393 | 6256 | 7884 | 10318 | 10275 | 11606 | 9615 | 7550 | 6978 | 5517 | 4368 | 537.927 | 729.189 | 713.556 | 899.281 | 1176.933 | 1171.991 | 1323.783 | 1096.718 | 861.14 | 795.975 | 629.277 | 498.23 | 0 | 0 | 91476 | 91476 | 10434 | 2020 | solar PV | TRUE
60413 | N | . | Bonnybrooke PV | Apple, Inc | 57369 | AZ | MTN | WECC |  | 22 | 2 | NAICS-22 Non-Cogen | PV | SUN | SUN | SRP | A |  | 0 | 0 | 0 | 0 | 0 | 0 | 0 | 0 | 0 | 0 | 0 | 0 | 0 | 0 | 0 | 0 | 0 | 0 | 0 | 0 | 0 | 0 | 0 | 0 | 0 | 0 | 0 | 0 | 0 | 0 | 0 | 0 | 0 | 0 | 0 | 0 | 71903 | 83035 | 93689 | 125239 | 135658 | 129608 | 129873 | 119400 | 107881 | 101703 | 72632 | 64474 | 71903 | 83035 | 93689 | 125239 | 135658 | 129608 | 129873 | 119400 | 107881 | 101703 | 72632 | 64474 | 8201.562 | 9471.309 | 10686.541 | 14285.281 | 15473.686 | 14783.567 | 14813.865 | 13619.294 | 12305.368 | 11600.63 | 8284.741 | 7354.156 | 0 | 0 | 1235095 | 1235095 | 140880 | 2020 | solar PV | TRUE
60414 | N | . | Bethel Wind Farm LLC | Southern Power Co | 17650 | TX | WSC | MRO |  | 22 | 2 | NAICS-22 Non-Cogen | WT | WND | WND | SWPP | M |  | 0 | 0 | 0 | 0 | 0 | 0 | 0 | 0 | 0 | 0 | 0 | 0 | 0 | 0 | 0 | 0 | 0 | 0 | 0 | 0 | 0 | 0 | 0 | 0 | 0 | 0 | 0 | 0 | 0 | 0 | 0 | 0 | 0 | 0 | 0 | 0 | 961661 | 875245 | 948300 | 916835 | 873859 | 1128252 | 675226 | 825851 | 724785 | 928609 | 990233 | 895759 | 961661 | 875245 | 948300 | 916835 | 873859 | 1128252 | 675226 | 825851 | 724785 | 928609 | 990233 | 895759 | 109691 | 99834 | 108167 | 104578 | 99676 | 128693 | 77019 | 94200 | 82672 | 105921 | 112950 | 102174 | 0 | 0 | 10744615 | 10744615 | 1225575 | 2020 | onshore wind | TRUE
60415 | N | . | Hardison Farm Solar, LLC | Cypress Creek Renewables | 61060 | NC | SAT | SERC |  | 22 | 2 | NAICS-22 Non-Cogen | PV | SUN | SUN | PJM | A |  | 0 | 0 | 0 | 0 | 0 | 0 | 0 | 0 | 0 | 0 | 0 | 0 | 0 | 0 | 0 | 0 | 0 | 0 | 0 | 0 | 0 | 0 | 0 | 0 | 0 | 0 | 0 | 0 | 0 | 0 | 0 | 0 | 0 | 0 | 0 | 0 | 4739 | 4871 | 6230 | 8462 | 8469 | 8239 | 9216 | 7400 | 6267 | 6354 | 5314 | 4491 | 4739 | 4871 | 6230 | 8462 | 8469 | 8239 | 9216 | 7400 | 6267 | 6354 | 5314 | 4491 | 540.587 | 555.56 | 710.616 | 965.203 | 965.97 | 939.769 | 1051.203 | 844.072 | 714.86 | 724.743 | 606.148 | 512.269 | 0 | 0 | 80052 | 80052 | 9131 | 2020 | solar PV | TRUE
60416 | N | . | Maxton Solar, LLC | Cypress Creek Renewables | 61060 | NC | SAT | SERC |  | 22 | 2 | NAICS-22 Non-Cogen | PV | SUN | SUN | DUK | A |  | 0 | 0 | 0 | 0 | 0 | 0 | 0 | 0 | 0 | 0 | 0 | 0 | 0 | 0 | 0 | 0 | 0 | 0 | 0 | 0 | 0 | 0 | 0 | 0 | 0 | 0 | 0 | 0 | 0 | 0 | 0 | 0 | 0 | 0 | 0 | 0 | 4467 | 4591 | 5872 | 7975 | 7982 | 7765 | 8686 | 6975 | 5907 | 5989 | 5009 | 4233 | 4467 | 4591 | 5872 | 7975 | 7982 | 7765 | 8686 | 6975 | 5907 | 5989 | 5009 | 4233 | 509.505 | 523.617 | 669.758 | 909.707 | 910.43 | 885.736 | 990.762 | 795.541 | 673.758 | 683.073 | 571.297 | 482.816 | 0 | 0 | 75451 | 75451 | 8606 | 2020 | solar PV | TRUE
60417 | N | . | Modlin Solar Farm | Cypress Creek Renewables | 61060 | NC | SAT | SERC |  | 22 | 2 | NAICS-22 Non-Cogen | PV | SUN | SUN | PJM | A |  | 0 | 0 | 0 | 0 | 0 | 0 | 0 | 0 | 0 | 0 | 0 | 0 | 0 | 0 | 0 | 0 | 0 | 0 | 0 | 0 | 0 | 0 | 0 | 0 | 0 | 0 | 0 | 0 | 0 | 0 | 0 | 0 | 0 | 0 | 0 | 0 | 4898 | 5033 | 6438 | 8745 | 8752 | 8514 | 9524 | 7647 | 6477 | 6566 | 5492 | 4641 | 4898 | 5033 | 6438 | 8745 | 8752 | 8514 | 9524 | 7647 | 6477 | 6566 | 5492 | 4641 | 558.644 | 574.117 | 734.353 | 997.443 | 998.236 | 971.16 | 1086.316 | 872.267 | 738.738 | 748.951 | 626.395 | 529.38 | 0 | 0 | 82727 | 82727 | 9436 | 2020 | solar PV | TRUE
60418 | N | . | Calligan Creek Hydroelectric Project | PUD 1 of Snohomish County | 17470 | WA | PACC | WECC |  | 22 | 1 | Electric Utility | HY | WAT | HYC | PSEI | A |  | 0 | 0 | 0 | 0 | 0 | 0 | 0 | 0 | 0 | 0 | 0 | 0 | 0 | 0 | 0 | 0 | 0 | 0 | 0 | 0 | 0 | 0 | 0 | 0 | 0 | 0 | 0 | 0 | 0 | 0 | 0 | 0 | 0 | 0 | 0 | 0 | 14031 | 15570 | 12026 | 10574 | 19095 | 19378 | 17969 | 13772 | 9941 | 10168 | 12890 | 13473 | 14031 | 15570 | 12026 | 10574 | 19095 | 19378 | 17969 | 13772 | 9941 | 10168 | 12890 | 13473 | 1600.377 | 1776.031 | 1371.786 | 1206.167 | 2178.025 | 2210.296 | 2049.637 | 1570.861 | 1133.883 | 1159.771 | 1470.341 | 1536.825 | 0 | 0 | 168887 | 168887 | 19264 | 2020 | hydro | TRUE
60419 | N | . | Don A Campbell 2 Geothermal | ORNI 37 LLC | 60227 | NV | MTN | WECC |  | 22 | 2 | NAICS-22 Non-Cogen | BT | GEO | GEO | NEVP | A |  | 0 | 0 | 0 | 0 | 0 | 0 | 0 | 0 | 0 | 0 | 0 | 0 | 0 | 0 | 0 | 0 | 0 | 0 | 0 | 0 | 0 | 0 | 0 | 0 | 0 | 0 | 0 | 0 | 0 | 0 | 0 | 0 | 0 | 0 | 0 | 0 | 89356 | 95124 | 99349 | 93894 | 89671 | 82543 | 77957 | 75843 | 81863 | 90876 | 96953 | 101608 | 89356 | 95124 | 99349 | 93894 | 89671 | 82543 | 77957 | 75843 | 81863 | 90876 | 96953 | 101608 | 10192.286 | 10850.284 | 11332.12 | 10709.883 | 10228.198 | 9415.207 | 8892.09 | 8650.982 | 9337.636 | 10365.649 | 11058.88 | 11589.785 | 0 | 0 | 1075037 | 1075037 | 122623 | 2020 | geothermal | TRUE
60421 | N | . | Veyo Heat Recovery Project | Utah Associated Mun Power Sys | 40575 | UT | MTN | WECC |  | 22 | 1 | Electric Utility | ST | WH | OTH | PACE | A |  | 0 | 0 | 0 | 0 | 0 | 0 | 0 | 0 | 0 | 0 | 0 | 0 | 0 | 0 | 0 | 0 | 0 | 0 | 0 | 0 | 0 | 0 | 0 | 0 | 0 | 0 | 0 | 0 | 0 | 0 | 0 | 0 | 0 | 0 | 0 | 0 | 42090 | 45696 | 44460 | 41587 | 30334 | 25996 | 35926 | 36326 | 33353 | 43020 | 39816 | 47847 | 42090 | 45696 | 44460 | 41587 | 30334 | 25996 | 35926 | 36326 | 33353 | 43020 | 39816 | 47847 | 4800.907 | 5212.235 | 5071.235 | 4743.6 | 3459.99 | 2965.208 | 4097.832 | 4143.442 | 3804.427 | 4906.981 | 4541.521 | 5457.622 | 0 | 0 | 466451 | 466451 | 53205 | 2020 | other | TRUE
60422 | N | . | Morgan's Corner | Virginia Electric & Power Co | 19876 | NC | SAT | SERC |  | 22 | 1 | Electric Utility | PV | SUN | SUN | PJM | A |  | 0 | 0 | 0 | 0 | 0 | 0 | 0 | 0 | 0 | 0 | 0 | 0 | 0 | 0 | 0 | 0 | 0 | 0 | 0 | 0 | 0 | 0 | 0 | 0 | 0 | 0 | 0 | 0 | 0 | 0 | 0 | 0 | 0 | 0 | 0 | 0 | 15939 | 16380 | 20952 | 28458 | 28481 | 27708 | 30994 | 24886 | 21077 | 21368 | 17872 | 15104 | 15939 | 16380 | 20952 | 28458 | 28481 | 27708 | 30994 | 24886 | 21077 | 21368 | 17872 | 15104 | 1818.019 | 1868.376 | 2389.837 | 3246.024 | 3248.605 | 3160.489 | 3535.247 | 2838.656 | 2404.109 | 2437.346 | 2038.506 | 1722.786 | 0 | 0 | 269219 | 269219 | 30708 | 2020 | solar PV | TRUE
60423 | N | . | Fairhaven C CSG | Goldman Sachs Renewable Power Group | 61944 | MA | NEW | NPCC |  | 22 | 2 | NAICS-22 Non-Cogen | PV | SUN | SUN | ISNE | A |  | 0 | 0 | 0 | 0 | 0 | 0 | 0 | 0 | 0 | 0 | 0 | 0 | 0 | 0 | 0 | 0 | 0 | 0 | 0 | 0 | 0 | 0 | 0 | 0 | 0 | 0 | 0 | 0 | 0 | 0 | 0 | 0 | 0 | 0 | 0 | 0 | 1252 | 1640 | 2496 | 2393 | 3374 | 3187 | 3139 | 2967 | 2576 | 1873 | 1340 | 1019 | 1252 | 1640 | 2496 | 2393 | 3374 | 3187 | 3139 | 2967 | 2576 | 1873 | 1340 | 1019 | 142.837 | 187.093 | 284.678 | 272.95 | 384.808 | 363.565 | 358.033 | 338.45 | 293.861 | 213.647 | 152.795 | 116.283 | 0 | 0 | 27256 | 27256 | 3109 | 2020 | solar PV | TRUE
60424 | N | . | West Bridgewater AB CSG | Goldman Sachs Renewable Power Group | 61944 | MA | NEW | NPCC |  | 22 | 2 | NAICS-22 Non-Cogen | PV | SUN | SUN | ISNE | A |  | 0 | 0 | 0 | 0 | 0 | 0 | 0 | 0 | 0 | 0 | 0 | 0 | 0 | 0 | 0 | 0 | 0 | 0 | 0 | 0 | 0 | 0 | 0 | 0 | 0 | 0 | 0 | 0 | 0 | 0 | 0 | 0 | 0 | 0 | 0 | 0 | 1103 | 1445 | 2198 | 2107 | 2971 | 2807 | 2764 | 2613 | 2269 | 1650 | 1180 | 898 | 1103 | 1445 | 2198 | 2107 | 2971 | 2807 | 2764 | 2613 | 2269 | 1650 | 1180 | 898 | 125.794 | 164.767 | 250.707 | 240.379 | 338.888 | 320.18 | 315.308 | 298.062 | 258.795 | 188.152 | 134.561 | 102.407 | 0 | 0 | 24005 | 24005 | 2738 | 2020 | solar PV | TRUE
60425 | N | . | Skidmore College | Terraform Arcadia | 63249 | NY | MAT | NPCC |  | 22 | 2 | NAICS-22 Non-Cogen | PV | SUN | SUN | NYIS | A |  | 0 | 0 | 0 | 0 | 0 | 0 | 0 | 0 | 0 | 0 | 0 | 0 | 0 | 0 | 0 | 0 | 0 | 0 | 0 | 0 | 0 | 0 | 0 | 0 | 0 | 0 | 0 | 0 | 0 | 0 | 0 | 0 | 0 | 0 | 0 | 0 | 1264 | 1411 | 2040 | 2046 | 2687 | 2701 | 2569 | 2181 | 2145 | 1523 | 1402 | 949 | 1264 | 1411 | 2040 | 2046 | 2687 | 2701 | 2569 | 2181 | 2145 | 1523 | 1402 | 949 | 144.164 | 160.954 | 232.725 | 233.361 | 306.448 | 308.068 | 292.999 | 248.777 | 244.655 | 173.694 | 159.956 | 108.199 | 0 | 0 | 22918 | 22918 | 2614 | 2020 | solar PV | TRUE
60426 | N | . | RCWD PV Project | Goldman Sachs Renewable Power Group | 61944 | CA | PACC | WECC |  | 22 | 2 | NAICS-22 Non-Cogen | PV | SUN | SUN | CISO | A |  | 0 | 0 | 0 | 0 | 0 | 0 | 0 | 0 | 0 | 0 | 0 | 0 | 0 | 0 | 0 | 0 | 0 | 0 | 0 | 0 | 0 | 0 | 0 | 0 | 0 | 0 | 0 | 0 | 0 | 0 | 0 | 0 | 0 | 0 | 0 | 0 | 4335 | 5876 | 5750 | 7246 | 9484 | 9444 | 10667 | 8837 | 6939 | 6414 | 5071 | 4015 | 4335 | 5876 | 5750 | 7246 | 9484 | 9444 | 10667 | 8837 | 6939 | 6414 | 5071 | 4015 | 494.416 | 670.205 | 655.836 | 826.539 | 1081.732 | 1077.189 | 1216.703 | 1008.005 | 791.483 | 731.589 | 578.375 | 457.928 | 0 | 0 | 84078 | 84078 | 9590 | 2020 | solar PV | TRUE
60427 | N | . | CoServ Community Solar Station | CoServ Electric | 60228 | TX | WSC | TRE |  | 22 | 2 | NAICS-22 Non-Cogen | PV | SUN | SUN | ERCO | A |  | 0 | 0 | 0 | 0 | 0 | 0 | 0 | 0 | 0 | 0 | 0 | 0 | 0 | 0 | 0 | 0 | 0 | 0 | 0 | 0 | 0 | 0 | 0 | 0 | 0 | 0 | 0 | 0 | 0 | 0 | 0 | 0 | 0 | 0 | 0 | 0 | 1586 | 1877 | 1981 | 2557 | 3340 | 3607 | 3851 | 3426 | 2727 | 2262 | 1863 | 1713 | 1586 | 1877 | 1981 | 2557 | 3340 | 3607 | 3851 | 3426 | 2727 | 2262 | 1863 | 1713 | 180.883 | 214.124 | 225.94 | 291.615 | 380.976 | 411.379 | 439.312 | 390.789 | 311.04 | 258.014 | 212.488 | 195.44 | 0 | 0 | 30790 | 30790 | 3512 | 2020 | solar PV | TRUE
60428 | N | . | CA Dept of Public Health at Richmond | California PV Energy LLC | 58540 | CA | PACC | WECC |  | 22 | 2 | NAICS-22 Non-Cogen | PV | SUN | SUN | CISO | A |  | 0 | 0 | 0 | 0 | 0 | 0 | 0 | 0 | 0 | 0 | 0 | 0 | 0 | 0 | 0 | 0 | 0 | 0 | 0 | 0 | 0 | 0 | 0 | 0 | 0 | 0 | 0 | 0 | 0 | 0 | 0 | 0 | 0 | 0 | 0 | 0 | 1556 | 2109 | 2064 | 2602 | 3405 | 3390 | 3830 | 3173 | 2491 | 2303 | 1820 | 1441 | 1556 | 2109 | 2064 | 2602 | 3405 | 3390 | 3830 | 3173 | 2491 | 2303 | 1820 | 1441 | 177.506 | 240.617 | 235.458 | 296.744 | 388.363 | 386.732 | 436.82 | 361.894 | 284.158 | 262.655 | 207.648 | 164.405 | 0 | 0 | 30184 | 30184 | 3443 | 2020 | solar PV | TRUE
60429 | N | . | Tides Lane Farm | Tides Lane Solar LLC | 64062 | NC | SAT | SERC |  | 22 | 2 | NAICS-22 Non-Cogen | PV | SUN | SUN | CPLE | A |  | 0 | 0 | 0 | 0 | 0 | 0 | 0 | 0 | 0 | 0 | 0 | 0 | 0 | 0 | 0 | 0 | 0 | 0 | 0 | 0 | 0 | 0 | 0 | 0 | 0 | 0 | 0 | 0 | 0 | 0 | 0 | 0 | 0 | 0 | 0 | 0 | 3621 | 3721 | 4760 | 6465 | 6470 | 6294 | 7041 | 5654 | 4788 | 4854 | 4060 | 3431 | 3621 | 3721 | 4760 | 6465 | 6470 | 6294 | 7041 | 5654 | 4788 | 4854 | 4060 | 3431 | 413.004 | 424.443 | 542.904 | 737.406 | 737.992 | 717.975 | 803.109 | 644.863 | 546.146 | 553.697 | 463.092 | 391.369 | 0 | 0 | 61159 | 61159 | 6976 | 2020 | solar PV | TRUE
60431 | N | . | Tompkins Cortland Community College | SEC LHNY Solar One, LLC | 60231 | NY | MAT | NPCC |  | 22 | 2 | NAICS-22 Non-Cogen | PV | SUN | SUN | NYIS | A |  | 0 | 0 | 0 | 0 | 0 | 0 | 0 | 0 | 0 | 0 | 0 | 0 | 0 | 0 | 0 | 0 | 0 | 0 | 0 | 0 | 0 | 0 | 0 | 0 | 0 | 0 | 0 | 0 | 0 | 0 | 0 | 0 | 0 | 0 | 0 | 0 | 1339 | 1495 | 2161 | 2167 | 2846 | 2861 | 2721 | 2310 | 2272 | 1613 | 1485 | 1005 | 1339 | 1495 | 2161 | 2167 | 2846 | 2861 | 2721 | 2310 | 2272 | 1613 | 1485 | 1005 | 152.714 | 170.498 | 246.524 | 247.198 | 324.619 | 326.335 | 310.373 | 263.528 | 259.162 | 183.993 | 169.441 | 114.615 | 0 | 0 | 24275 | 24275 | 2769 | 2020 | solar PV | TRUE
60432 | N | . | Three Peaks Power | Three Peaks Power LLC | 60245 | UT | MTN | WECC |  | 22 | 2 | NAICS-22 Non-Cogen | PV | SUN | SUN | PACE | M |  | 0 | 0 | 0 | 0 | 0 | 0 | 0 | 0 | 0 | 0 | 0 | 0 | 0 | 0 | 0 | 0 | 0 | 0 | 0 | 0 | 0 | 0 | 0 | 0 | 0 | 0 | 0 | 0 | 0 | 0 | 0 | 0 | 0 | 0 | 0 | 0 | 102022 | 141350 | 143533 | 190340 | 228617 | 215791 | 217948 | 214371 | 184861 | 168002 | 10854 | 92246 | 102022 | 141350 | 143533 | 190340 | 228617 | 215791 | 217948 | 214371 | 184861 | 168002 | 10854 | 92246 | 11637 | 16123 | 16372 | 21711 | 26077 | 24614 | 24860 | 24452 | 21086 | 19163 | 1238 | 10522 | 0 | 0 | 1909935 | 1909935 | 217855 | 2020 | solar PV | TRUE
60435 | N | . | Crane Solar Facility | Duke Energy Indiana, LLC | 15470 | IN | ENC | RFC |  | 22 | 1 | Electric Utility | PV | SUN | SUN | MISO | A |  | 0 | 0 | 0 | 0 | 0 | 0 | 0 | 0 | 0 | 0 | 0 | 0 | 0 | 0 | 0 | 0 | 0 | 0 | 0 | 0 | 0 | 0 | 0 | 0 | 0 | 0 | 0 | 0 | 0 | 0 | 0 | 0 | 0 | 0 | 0 | 0 | 8240 | 12237 | 17997 | 22089 | 26039 | 32014 | 30757 | 28914 | 22628 | 17876 | 12150 | 8836 | 8240 | 12237 | 17997 | 22089 | 26039 | 32014 | 30757 | 28914 | 22628 | 17876 | 12150 | 8836 | 939.917 | 1395.817 | 2052.768 | 2519.535 | 2970.136 | 3651.675 | 3508.222 | 3298.068 | 2581.073 | 2039.048 | 1385.9 | 1007.841 | 0 | 0 | 239777 | 239777 | 27350 | 2020 | solar PV | TRUE
60436 | N | . | East Pecos Solar | Southern Power Co | 17650 | TX | WSC | TRE |  | 22 | 2 | NAICS-22 Non-Cogen | PV | SUN | SUN | ERCO | M |  | 0 | 0 | 0 | 0 | 0 | 0 | 0 | 0 | 0 | 0 | 0 | 0 | 0 | 0 | 0 | 0 | 0 | 0 | 0 | 0 | 0 | 0 | 0 | 0 | 0 | 0 | 0 | 0 | 0 | 0 | 0 | 0 | 0 | 0 | 0 | 0 | 140544 | 148864 | 182862 | 240347 | 273101 | 276117 | 305092 | 284480 | 218333 | 213976 | 169177 | 153624 | 140544 | 148864 | 182862 | 240347 | 273101 | 276117 | 305092 | 284480 | 218333 | 213976 | 169177 | 153624 | 16031 | 16980 | 20858 | 27415 | 31151 | 31495 | 34800 | 32449 | 24904 | 24407 | 19297 | 17523 | 0 | 0 | 2606517 | 2606517 | 297310 | 2020 | solar PV | TRUE
60437 | N | . | Bernards Solar | NJR Clean Energy Ventures Corporation | 56990 | NJ | MAT | RFC |  | 22 | 2 | NAICS-22 Non-Cogen | PV | SUN | SUN | PJM | A |  | 0 | 0 | 0 | 0 | 0 | 0 | 0 | 0 | 0 | 0 | 0 | 0 | 0 | 0 | 0 | 0 | 0 | 0 | 0 | 0 | 0 | 0 | 0 | 0 | 0 | 0 | 0 | 0 | 0 | 0 | 0 | 0 | 0 | 0 | 0 | 0 | 2052 | 2306 | 3302 | 3434 | 4494 | 4718 | 4443 | 3839 | 3527 | 2547 | 2337 | 1619 | 2052 | 2306 | 3302 | 3434 | 4494 | 4718 | 4443 | 3839 | 3527 | 2547 | 2337 | 1619 | 234.078 | 262.988 | 376.66 | 391.685 | 512.609 | 538.1 | 506.807 | 437.899 | 402.357 | 290.551 | 266.615 | 184.651 | 0 | 0 | 38618 | 38618 | 4405 | 2020 | solar PV | TRUE
60438 | N | . | Whitakers Farm (Fisher Rd) | Whitakers Farm, LLC | 60237 | NC | SAT | SERC |  | 22 | 2 | NAICS-22 Non-Cogen | PV | SUN | SUN | PJM | A |  | 0 | 0 | 0 | 0 | 0 | 0 | 0 | 0 | 0 | 0 | 0 | 0 | 0 | 0 | 0 | 0 | 0 | 0 | 0 | 0 | 0 | 0 | 0 | 0 | 0 | 0 | 0 | 0 | 0 | 0 | 0 | 0 | 0 | 0 | 0 | 0 | 3002 | 3085 | 3946 | 5359 | 5364 | 5218 | 5837 | 4687 | 3969 | 4024 | 3366 | 2844 | 3002 | 3085 | 3946 | 5359 | 5364 | 5218 | 5837 | 4687 | 3969 | 4024 | 3366 | 2844 | 342.372 | 351.857 | 450.06 | 611.299 | 611.785 | 595.19 | 665.766 | 534.582 | 452.747 | 459.007 | 383.896 | 324.439 | 0 | 0 | 50701 | 50701 | 5783 | 2020 | solar PV | TRUE
60440 | N | . | McGrigor Farm Solar | Carolina Solar Energy LLC | 58508 | NC | SAT | SERC |  | 22 | 2 | NAICS-22 Non-Cogen | PV | SUN | SUN | CPLE | A |  | 0 | 0 | 0 | 0 | 0 | 0 | 0 | 0 | 0 | 0 | 0 | 0 | 0 | 0 | 0 | 0 | 0 | 0 | 0 | 0 | 0 | 0 | 0 | 0 | 0 | 0 | 0 | 0 | 0 | 0 | 0 | 0 | 0 | 0 | 0 | 0 | 5334 | 5481 | 7011 | 9523 | 9531 | 9272 | 10372 | 8328 | 7053 | 7151 | 5980 | 5054 | 5334 | 5481 | 7011 | 9523 | 9531 | 9272 | 10372 | 8328 | 7053 | 7151 | 5980 | 5054 | 608.375 | 625.226 | 799.725 | 1086.236 | 1087.1 | 1057.613 | 1183.021 | 949.916 | 804.501 | 815.624 | 682.157 | 576.506 | 0 | 0 | 90090 | 90090 | 10276 | 2020 | solar PV | TRUE
60441 | N | . | Salem Smart Power Center | Portland General Electric Co | 15248 | OR | PACC | WECC |  | 22 | 1 | Electric Utility | BA | MWH | OTH | PGE | M | megawatthours | 42 | 41 | 41 | 40 | 26 | 38 | 39 | 37 | 35 | 33 | 30 | 31 | 42 | 41 | 41 | 40 | 26 | 38 | 39 | 37 | 35 | 33 | 30 | 31 | 0 | 0 | 0 | 0 | 0 | 0 | 0 | 0 | 0 | 0 | 0 | 0 | 0 | 0 | 0 | 0 | 0 | 0 | 0 | 0 | 0 | 0 | 0 | 0 | 0 | 0 | 0 | 0 | 0 | 0 | 0 | 0 | 0 | 0 | 0 | 0 | -39 | -38 | -37 | -35 | -24 | -34 | -34 | -32 | -29 | -28 | -27 | -28 | 433 | 433 | 0 | 0 | -385 | 2020 | other | TRUE
60442 | N | . | Carver MA 1 Community Solar | Navisun LLC | 62836 | MA | NEW | NPCC |  | 22 | 2 | NAICS-22 Non-Cogen | PV | SUN | SUN | ISNE | A |  | 0 | 0 | 0 | 0 | 0 | 0 | 0 | 0 | 0 | 0 | 0 | 0 | 0 | 0 | 0 | 0 | 0 | 0 | 0 | 0 | 0 | 0 | 0 | 0 | 0 | 0 | 0 | 0 | 0 | 0 | 0 | 0 | 0 | 0 | 0 | 0 | 1238 | 1622 | 2468 | 2366 | 3336 | 3151 | 3104 | 2934 | 2547 | 1852 | 1324 | 1008 | 1238 | 1622 | 2468 | 2366 | 3336 | 3151 | 3104 | 2934 | 2547 | 1852 | 1324 | 1008 | 141.229 | 184.987 | 281.473 | 269.878 | 380.476 | 359.472 | 354.002 | 334.639 | 290.553 | 211.242 | 151.075 | 114.974 | 0 | 0 | 26950 | 26950 | 3074 | 2020 | solar PV | TRUE
60443 | N | . | Wareham MA 1 Community Solar | Navisun LLC | 62836 | MA | NEW | NPCC |  | 22 | 2 | NAICS-22 Non-Cogen | PV | SUN | SUN | ISNE | A |  | 0 | 0 | 0 | 0 | 0 | 0 | 0 | 0 | 0 | 0 | 0 | 0 | 0 | 0 | 0 | 0 | 0 | 0 | 0 | 0 | 0 | 0 | 0 | 0 | 0 | 0 | 0 | 0 | 0 | 0 | 0 | 0 | 0 | 0 | 0 | 0 | 1128 | 1477 | 2248 | 2155 | 3038 | 2871 | 2827 | 2672 | 2320 | 1687 | 1206 | 918 | 1128 | 1477 | 2248 | 2155 | 3038 | 2871 | 2827 | 2672 | 2320 | 1687 | 1206 | 918 | 128.641 | 168.498 | 256.384 | 245.822 | 346.562 | 327.431 | 322.448 | 304.811 | 264.655 | 192.413 | 137.609 | 104.726 | 0 | 0 | 24547 | 24547 | 2800 | 2020 | solar PV | TRUE
60444 | N | . | Glacier Battery Storage | Puget Sound Energy Inc | 15500 | WA | PACC | WECC |  | 22 | 1 | Electric Utility | BA | MWH | OTH | PSEI | A | megawatthours | 6 | 4 | 6 | 5 | 5 | 5 | 5 | 5 | 6 | 6 | 6 | 6 | 6 | 4 | 6 | 5 | 5 | 5 | 5 | 5 | 6 | 6 | 6 | 6 | 0 | 0 | 0 | 0 | 0 | 0 | 0 | 0 | 0 | 0 | 0 | 0 | 0 | 0 | 0 | 0 | 0 | 0 | 0 | 0 | 0 | 0 | 0 | 0 | 0 | 0 | 0 | 0 | 0 | 0 | 0 | 0 | 0 | 0 | 0 | 0 | -0.792 | -0.645 | -0.92 | -0.824 | -0.79 | -0.719 | -0.844 | -0.832 | -0.89 | -0.945 | -0.912 | -0.887 | 65 | 65 | 0 | 0 | -10 | 2020 | other | TRUE
60445 | N | . | ID Solar | Sustainable Power Group, LLC | 58661 | ID | MTN | WECC |  | 22 | 2 | NAICS-22 Non-Cogen | PV | SUN | SUN | IPCO | A |  | 0 | 0 | 0 | 0 | 0 | 0 | 0 | 0 | 0 | 0 | 0 | 0 | 0 | 0 | 0 | 0 | 0 | 0 | 0 | 0 | 0 | 0 | 0 | 0 | 0 | 0 | 0 | 0 | 0 | 0 | 0 | 0 | 0 | 0 | 0 | 0 | 24593 | 51729 | 68950 | 92494 | 95772 | 89677 | 114219 | 91107 | 75619 | 60898 | 29419 | 30006 | 24593 | 51729 | 68950 | 92494 | 95772 | 89677 | 114219 | 91107 | 75619 | 60898 | 29419 | 30006 | 2805.151 | 5900.449 | 7864.727 | 10550.232 | 10924.177 | 10228.939 | 13028.264 | 10392.05 | 8625.388 | 6946.331 | 3355.65 | 3422.642 | 0 | 0 | 824483 | 824483 | 94044 | 2020 | solar PV | TRUE
60446 | N | . | E&B Resources | Terraform Arcadia | 63249 | CA | PACC | WECC |  | 22 | 2 | NAICS-22 Non-Cogen | PV | SUN | SUN | CISO | A |  | 0 | 0 | 0 | 0 | 0 | 0 | 0 | 0 | 0 | 0 | 0 | 0 | 0 | 0 | 0 | 0 | 0 | 0 | 0 | 0 | 0 | 0 | 0 | 0 | 0 | 0 | 0 | 0 | 0 | 0 | 0 | 0 | 0 | 0 | 0 | 0 | 0 | 0 | 0 | 0 | 0 | 0 | 0 | 0 | 0 | 0 | 0 | 0 | 0 | 0 | 0 | 0 | 0 | 0 | 0 | 0 | 0 | 0 | 0 | 0 | 0 | 0 | 0 | 0 | 0 | 0 | 0 | 0 | 0 | 0 | 0 | 0 | 0 | 0 | 0 | 0 | 0 | 2020 | solar PV | TRUE
60447 | N | . | Presbyterian Senior Living Service | Terraform Arcadia | 63249 | MD | SAT | RFC |  | 22 | 2 | NAICS-22 Non-Cogen | PV | SUN | SUN | PJM | A |  | 0 | 0 | 0 | 0 | 0 | 0 | 0 | 0 | 0 | 0 | 0 | 0 | 0 | 0 | 0 | 0 | 0 | 0 | 0 | 0 | 0 | 0 | 0 | 0 | 0 | 0 | 0 | 0 | 0 | 0 | 0 | 0 | 0 | 0 | 0 | 0 | 680 | 773 | 982 | 1101 | 1259 | 1356 | 1348 | 1124 | 997 | 856 | 773 | 570 | 680 | 773 | 982 | 1101 | 1259 | 1356 | 1348 | 1124 | 997 | 856 | 773 | 570 | 77.601 | 88.147 | 111.981 | 125.615 | 143.594 | 154.727 | 153.729 | 128.163 | 113.724 | 97.601 | 88.141 | 64.977 | 0 | 0 | 11819 | 11819 | 1348 | 2020 | solar PV | TRUE
60448 | N | . | Valdosta | Terraform Arcadia | 63249 | GA | SAT | SERC |  | 22 | 2 | NAICS-22 Non-Cogen | PV | SUN | SUN | SOCO | A |  | 0 | 0 | 0 | 0 | 0 | 0 | 0 | 0 | 0 | 0 | 0 | 0 | 0 | 0 | 0 | 0 | 0 | 0 | 0 | 0 | 0 | 0 | 0 | 0 | 0 | 0 | 0 | 0 | 0 | 0 | 0 | 0 | 0 | 0 | 0 | 0 | 795 | 819 | 1127 | 1377 | 1593 | 1350 | 1462 | 1331 | 1049 | 1071 | 890 | 857 | 795 | 819 | 1127 | 1377 | 1593 | 1350 | 1462 | 1331 | 1049 | 1071 | 890 | 857 | 90.713 | 93.462 | 128.5 | 157.028 | 181.657 | 153.978 | 166.746 | 151.793 | 119.677 | 122.139 | 101.569 | 97.738 | 0 | 0 | 13721 | 13721 | 1565 | 2020 | solar PV | TRUE
60449 | N | . | Pavant Solar II LLC | Pavant Solar II LLC | 60238 | UT | MTN | WECC |  | 22 | 2 | NAICS-22 Non-Cogen | PV | SUN | SUN | PACE | A |  | 0 | 0 | 0 | 0 | 0 | 0 | 0 | 0 | 0 | 0 | 0 | 0 | 0 | 0 | 0 | 0 | 0 | 0 | 0 | 0 | 0 | 0 | 0 | 0 | 0 | 0 | 0 | 0 | 0 | 0 | 0 | 0 | 0 | 0 | 0 | 0 | 54371 | 75192 | 82998 | 104159 | 112509 | 123335 | 127052 | 120605 | 102409 | 88610 | 52852 | 46644 | 54371 | 75192 | 82998 | 104159 | 112509 | 123335 | 127052 | 120605 | 102409 | 88610 | 52852 | 46644 | 6201.808 | 8576.692 | 9467.136 | 11880.833 | 12833.287 | 14068.128 | 14492.096 | 13756.713 | 11681.192 | 10107.203 | 6028.476 | 5320.436 | 0 | 0 | 1090736 | 1090736 | 124414 | 2020 | solar PV | TRUE
60450 | N | . | Corcoran | Terraform Arcadia | 63249 | CA | PACC | WECC |  | 22 | 2 | NAICS-22 Non-Cogen | PV | SUN | SUN | CISO | A |  | 0 | 0 | 0 | 0 | 0 | 0 | 0 | 0 | 0 | 0 | 0 | 0 | 0 | 0 | 0 | 0 | 0 | 0 | 0 | 0 | 0 | 0 | 0 | 0 | 0 | 0 | 0 | 0 | 0 | 0 | 0 | 0 | 0 | 0 | 0 | 0 | 871 | 1180 | 1155 | 1455 | 1905 | 1897 | 2142 | 1775 | 1394 | 1288 | 1018 | 806 | 871 | 1180 | 1155 | 1455 | 1905 | 1897 | 2142 | 1775 | 1394 | 1288 | 1018 | 806 | 99.296 | 134.6 | 131.714 | 165.997 | 217.249 | 216.336 | 244.356 | 202.442 | 158.957 | 146.928 | 116.157 | 91.968 | 0 | 0 | 16886 | 16886 | 1926 | 2020 | solar PV | TRUE
60451 | N | . | Brookside | Terraform Arcadia | 63249 | RI | NEW | NPCC |  | 22 | 2 | NAICS-22 Non-Cogen | PV | SUN | SUN | ISNE | A |  | 0 | 0 | 0 | 0 | 0 | 0 | 0 | 0 | 0 | 0 | 0 | 0 | 0 | 0 | 0 | 0 | 0 | 0 | 0 | 0 | 0 | 0 | 0 | 0 | 0 | 0 | 0 | 0 | 0 | 0 | 0 | 0 | 0 | 0 | 0 | 0 | 584 | 803 | 1289 | 1279 | 1807 | 1735 | 1736 | 1507 | 1368 | 963 | 724 | 452 | 584 | 803 | 1289 | 1279 | 1807 | 1735 | 1736 | 1507 | 1368 | 963 | 724 | 452 | 66.628 | 91.612 | 147.004 | 145.876 | 206.06 | 197.891 | 198.034 | 171.941 | 155.985 | 109.818 | 82.554 | 51.597 | 0 | 0 | 14247 | 14247 | 1625 | 2020 | solar PV | TRUE
60452 | N | . | Calverton | Terraform Arcadia | 63249 | NY | MAT | NPCC |  | 22 | 2 | NAICS-22 Non-Cogen | PV | SUN | SUN | NYIS | A |  | 0 | 0 | 0 | 0 | 0 | 0 | 0 | 0 | 0 | 0 | 0 | 0 | 0 | 0 | 0 | 0 | 0 | 0 | 0 | 0 | 0 | 0 | 0 | 0 | 0 | 0 | 0 | 0 | 0 | 0 | 0 | 0 | 0 | 0 | 0 | 0 | 0 | 0 | 0 | 0 | 0 | 0 | 0 | 0 | 0 | 0 | 0 | 0 | 0 | 0 | 0 | 0 | 0 | 0 | 0 | 0 | 0 | 0 | 0 | 0 | 0 | 0 | 0 | 0 | 0 | 0 | 0 | 0 | 0 | 0 | 0 | 0 | 0 | 0 | 0 | 0 | 0 | 2020 | solar PV | TRUE
60453 | N | . | Cummins, Inc | Terraform Arcadia | 63249 | NY | MAT | NPCC |  | 22 | 2 | NAICS-22 Non-Cogen | PV | SUN | SUN | NYIS | A |  | 0 | 0 | 0 | 0 | 0 | 0 | 0 | 0 | 0 | 0 | 0 | 0 | 0 | 0 | 0 | 0 | 0 | 0 | 0 | 0 | 0 | 0 | 0 | 0 | 0 | 0 | 0 | 0 | 0 | 0 | 0 | 0 | 0 | 0 | 0 | 0 | 0 | 0 | 0 | 0 | 0 | 0 | 0 | 0 | 0 | 0 | 0 | 0 | 0 | 0 | 0 | 0 | 0 | 0 | 0 | 0 | 0 | 0 | 0 | 0 | 0 | 0 | 0 | 0 | 0 | 0 | 0 | 0 | 0 | 0 | 0 | 0 | 0 | 0 | 0 | 0 | 0 | 2020 | solar PV | TRUE
60454 | N | . | Houghton | Terraform Arcadia | 63249 | NY | MAT | NPCC |  | 22 | 2 | NAICS-22 Non-Cogen | PV | SUN | SUN | NYIS | A |  | 0 | 0 | 0 | 0 | 0 | 0 | 0 | 0 | 0 | 0 | 0 | 0 | 0 | 0 | 0 | 0 | 0 | 0 | 0 | 0 | 0 | 0 | 0 | 0 | 0 | 0 | 0 | 0 | 0 | 0 | 0 | 0 | 0 | 0 | 0 | 0 | 0 | 0 | 0 | 0 | 0 | 0 | 0 | 0 | 0 | 0 | 0 | 0 | 0 | 0 | 0 | 0 | 0 | 0 | 0 | 0 | 0 | 0 | 0 | 0 | 0 | 0 | 0 | 0 | 0 | 0 | 0 | 0 | 0 | 0 | 0 | 0 | 0 | 0 | 0 | 0 | 0 | 2020 | solar PV | TRUE
60455 | N | . | Oneida - South | Oneida DG Solar, LLC | 60239 | NY | MAT | NPCC |  | 22 | 2 | NAICS-22 Non-Cogen | PV | SUN | SUN | NYIS | A |  | 0 | 0 | 0 | 0 | 0 | 0 | 0 | 0 | 0 | 0 | 0 | 0 | 0 | 0 | 0 | 0 | 0 | 0 | 0 | 0 | 0 | 0 | 0 | 0 | 0 | 0 | 0 | 0 | 0 | 0 | 0 | 0 | 0 | 0 | 0 | 0 | 1386 | 1548 | 2238 | 2244 | 2947 | 2962 | 2817 | 2392 | 2352 | 1670 | 1538 | 1040 | 1386 | 1548 | 2238 | 2244 | 2947 | 2962 | 2817 | 2392 | 2352 | 1670 | 1538 | 1040 | 158.118 | 176.532 | 255.249 | 255.947 | 336.108 | 337.885 | 321.358 | 272.855 | 268.335 | 190.505 | 175.437 | 118.671 | 0 | 0 | 25134 | 25134 | 2867 | 2020 | solar PV | TRUE
60456 | N | . | Oneida - West | Oneida DG Solar, LLC | 60239 | NY | MAT | NPCC |  | 22 | 2 | NAICS-22 Non-Cogen | PV | SUN | SUN | NYIS | A |  | 0 | 0 | 0 | 0 | 0 | 0 | 0 | 0 | 0 | 0 | 0 | 0 | 0 | 0 | 0 | 0 | 0 | 0 | 0 | 0 | 0 | 0 | 0 | 0 | 0 | 0 | 0 | 0 | 0 | 0 | 0 | 0 | 0 | 0 | 0 | 0 | 1387 | 1548 | 2239 | 2245 | 2948 | 2963 | 2818 | 2393 | 2353 | 1671 | 1539 | 1041 | 1387 | 1548 | 2239 | 2245 | 2948 | 2963 | 2818 | 2393 | 2353 | 1671 | 1539 | 1041 | 158.171 | 176.593 | 255.338 | 256.037 | 336.226 | 338.003 | 321.47 | 272.95 | 268.428 | 190.572 | 175.499 | 118.713 | 0 | 0 | 25145 | 25145 | 2868 | 2020 | solar PV | TRUE
60457 | N | . | Athens Energy | Athens Energy, LLC | 60242 | ME | NEW | NPCC |  | 22 | 2 | NAICS-22 Non-Cogen | OT | WDS | WWW | ISNE | A | short tons | 10317 | 9300 | 9497 | 9219 | 9023 | 9442 | 10521 | 10347 | 9113 | 8670 | 9549 | 10040 | 10317 | 9300 | 9497 | 9219 | 9023 | 9442 | 10521 | 10347 | 9113 | 8670 | 9549 | 10040 | 8.5 | 8.5 | 8.5 | 8.5 | 8.5 | 8.5 | 8.5 | 8.5 | 8.5 | 8.5 | 8.5 | 8.5 | 87695 | 79050 | 80725 | 78362 | 76696 | 80257 | 89429 | 87950 | 77461 | 73695 | 81167 | 85340 | 87695 | 79050 | 80725 | 78362 | 76696 | 80257 | 89429 | 87950 | 77461 | 73695 | 81167 | 85340 | 5311.527 | 4787.63 | 4888.922 | 4745.781 | 4644.892 | 4860.759 | 5415.814 | 5326.352 | 4691.014 | 4463.251 | 4915.814 | 5168.244 | 115038 | 115038 | 977827 | 977827 | 59220 | 2020 | biomass | TRUE
60458 | N | . | Hardwick-Athol & Eagle Hill | SEC CRSD Solar One, LLC | 60240 | MA | NEW | NPCC |  | 22 | 2 | NAICS-22 Non-Cogen | PV | SUN | SUN | ISNE | A |  | 0 | 0 | 0 | 0 | 0 | 0 | 0 | 0 | 0 | 0 | 0 | 0 | 0 | 0 | 0 | 0 | 0 | 0 | 0 | 0 | 0 | 0 | 0 | 0 | 0 | 0 | 0 | 0 | 0 | 0 | 0 | 0 | 0 | 0 | 0 | 0 | 1645 | 2155 | 3279 | 3144 | 4433 | 4188 | 4124 | 3899 | 3385 | 2461 | 1760 | 1339 | 1645 | 2155 | 3279 | 3144 | 4433 | 4188 | 4124 | 3899 | 3385 | 2461 | 1760 | 1339 | 187.677 | 245.827 | 374.046 | 358.637 | 505.61 | 477.698 | 470.429 | 444.698 | 386.112 | 280.717 | 200.761 | 152.788 | 0 | 0 | 35812 | 35812 | 4085 | 2020 | solar PV | TRUE
60459 | N | . | Port Comfort Power LLC | Peaker Power, LLC | 61199 | TX | WSC | TRE |  | 22 | 2 | NAICS-22 Non-Cogen | GT | NG | NG | ERCO | A | mcf | 35234 | 33521 | 32665 | 29085 | 34820 | 41185 | 50108 | 48498 | 40019 | 34607 | 27107 | 29791 | 35234 | 33521 | 32665 | 29085 | 34820 | 41185 | 50108 | 48498 | 40019 | 34607 | 27107 | 29791 | 1.041 | 1.041 | 1.041 | 1.041 | 1.041 | 1.041 | 1.041 | 1.041 | 1.041 | 1.041 | 1.041 | 1.041 | 36679 | 34895 | 34004 | 30277 | 36248 | 42874 | 52162 | 50486 | 41660 | 36026 | 28218 | 31012 | 36679 | 34895 | 34004 | 30277 | 36248 | 42874 | 52162 | 50486 | 41660 | 36026 | 28218 | 31012 | 3312.47 | 3151.536 | 3071.049 | 2734.471 | 3273.661 | 3871.998 | 4710.892 | 4559.525 | 3762.432 | 3253.622 | 2548.485 | 2800.859 | 436640 | 436640 | 454541 | 454541 | 41051 | 2020 | natural gas peaker | TRUE
60460 | N | . | Chamon Power LLC | Peaker Power, LLC | 61199 | TX | WSC | TRE |  | 22 | 2 | NAICS-22 Non-Cogen | GT | NG | NG | ERCO | A | mcf | 30725 | 29235 | 28488 | 25366 | 30368 | 35918 | 43700 | 42296 | 34902 | 30182 | 23641 | 25982 | 30725 | 29235 | 28488 | 25366 | 30368 | 35918 | 43700 | 42296 | 34902 | 30182 | 23641 | 25982 | 1.028 | 1.028 | 1.028 | 1.028 | 1.028 | 1.028 | 1.028 | 1.028 | 1.028 | 1.028 | 1.028 | 1.028 | 31585 | 30054 | 29286 | 26076 | 31218 | 36924 | 44924 | 43480 | 35879 | 31027 | 24303 | 26709 | 31585 | 30054 | 29286 | 26076 | 31218 | 36924 | 44924 | 43480 | 35879 | 31027 | 24303 | 26709 | 2959.443 | 2815.662 | 2743.753 | 2443.045 | 2924.772 | 3459.341 | 4208.83 | 4073.595 | 3361.452 | 2906.868 | 2276.881 | 2502.358 | 380803 | 380803 | 391465 | 391465 | 36676 | 2020 | natural gas peaker | TRUE
60461 | N | . | The Clorox Company | Tesla Inc. | 60947 | MD | SAT | RFC |  | 22 | 2 | NAICS-22 Non-Cogen | PV | SUN | SUN | PJM | A |  | 0 | 0 | 0 | 0 | 0 | 0 | 0 | 0 | 0 | 0 | 0 | 0 | 0 | 0 | 0 | 0 | 0 | 0 | 0 | 0 | 0 | 0 | 0 | 0 | 0 | 0 | 0 | 0 | 0 | 0 | 0 | 0 | 0 | 0 | 0 | 0 | 1241 | 1410 | 1791 | 2009 | 2296 | 2474 | 2459 | 2050 | 1819 | 1561 | 1410 | 1039 | 1241 | 1410 | 1791 | 2009 | 2296 | 2474 | 2459 | 2050 | 1819 | 1561 | 1410 | 1039 | 141.56 | 160.796 | 204.273 | 229.144 | 261.942 | 282.251 | 280.43 | 233.793 | 207.454 | 178.041 | 160.786 | 118.53 | 0 | 0 | 21559 | 21559 | 2459 | 2020 | solar PV | TRUE
60462 | N | . | Onondaga County- Clearwater | Tesla Inc. | 60947 | NY | MAT | NPCC |  | 22 | 2 | NAICS-22 Non-Cogen | PV | SUN | SUN | ISNE | A |  | 0 | 0 | 0 | 0 | 0 | 0 | 0 | 0 | 0 | 0 | 0 | 0 | 0 | 0 | 0 | 0 | 0 | 0 | 0 | 0 | 0 | 0 | 0 | 0 | 0 | 0 | 0 | 0 | 0 | 0 | 0 | 0 | 0 | 0 | 0 | 0 | 996 | 1111 | 1607 | 1611 | 2116 | 2127 | 2023 | 1718 | 1689 | 1199 | 1105 | 747 | 996 | 1111 | 1607 | 1611 | 2116 | 2127 | 2023 | 1718 | 1689 | 1199 | 1105 | 747 | 113.556 | 126.78 | 183.313 | 183.814 | 241.384 | 242.659 | 230.79 | 195.957 | 192.711 | 136.816 | 125.994 | 85.226 | 0 | 0 | 18049 | 18049 | 2059 | 2020 | solar PV | TRUE
60463 | N | . | Greene County Meter #1 | Tesla Inc. | 60947 | NY | MAT | NPCC |  | 22 | 2 | NAICS-22 Non-Cogen | PV | SUN | SUN | ISNE | A |  | 0 | 0 | 0 | 0 | 0 | 0 | 0 | 0 | 0 | 0 | 0 | 0 | 0 | 0 | 0 | 0 | 0 | 0 | 0 | 0 | 0 | 0 | 0 | 0 | 0 | 0 | 0 | 0 | 0 | 0 | 0 | 0 | 0 | 0 | 0 | 0 | 447 | 499 | 722 | 724 | 951 | 956 | 909 | 772 | 759 | 539 | 496 | 336 | 447 | 499 | 722 | 724 | 951 | 956 | 909 | 772 | 759 | 539 | 496 | 336 | 51.013 | 56.956 | 82.353 | 82.578 | 108.441 | 109.014 | 103.682 | 88.033 | 86.575 | 61.464 | 56.603 | 38.288 | 0 | 0 | 8110 | 8110 | 925 | 2020 | solar PV | TRUE
60464 | N | . | Tenaska Westmoreland Generating Station | Tenaska Pennsylvania Partners, LLC | 60249 | PA | MAT | RFC |  | 22 | 2 | NAICS-22 Non-Cogen | CA | NG | NG | PJM | M | mcf | 124273 | 112960 | 100285 | 58897 | 46177 | 87002 | 230658 | 321623 | 245857 | 151900 | 113832 | 165541 | 124273 | 112960 | 100285 | 58897 | 46177 | 87002 | 230658 | 321623 | 245857 | 151900 | 113832 | 165541 | 1.036 | 1.037 | 1.036 | 1.036 | 1.038 | 1.035 | 1.036 | 1.033 | 1.036 | 1.033 | 1.035 | 1.04 | 128747 | 117140 | 103895 | 61017 | 47932 | 90047 | 238962 | 332237 | 254708 | 156913 | 117816 | 172163 | 128747 | 117140 | 103895 | 61017 | 47932 | 90047 | 238962 | 332237 | 254708 | 156913 | 117816 | 172163 | 226893 | 206234 | 204122 | 95496 | 151785 | 197010 | 223015 | 240311 | 218962 | 124469 | 99282 | 170550 | 1759005 | 1759005 | 1821577 | 1821577 | 2158129 | 2020 | natural gas nonpeaker - preexisting nonretiring | TRUE
60464 | N | . | Tenaska Westmoreland Generating Station | Tenaska Pennsylvania Partners, LLC | 60249 | PA | MAT | RFC |  | 22 | 2 | NAICS-22 Non-Cogen | CT | NG | NG | PJM | M | mcf | 4241160 | 3843578 | 3825424 | 1808495 | 2891354 | 3526687 | 3863301 | 4104746 | 3756584 | 2113194 | 1848801 | 3022287 | 4241160 | 3843578 | 3825424 | 1808495 | 2891354 | 3526687 | 3863301 | 4104746 | 3756584 | 2113194 | 1848801 | 3022287 | 1.036 | 1.037 | 1.036 | 1.036 | 1.038 | 1.035 | 1.036 | 1.033 | 1.036 | 1.033 | 1.035 | 1.04 | 4393842 | 3985790 | 3963139 | 1873601 | 3001225 | 3650121 | 4002380 | 4240203 | 3891821 | 2182929 | 1913509 | 3143178 | 4393842 | 3985790 | 3963139 | 1873601 | 3001225 | 3650121 | 4002380 | 4240203 | 3891821 | 2182929 | 1913509 | 3143178 | 456359 | 416221 | 405271 | 195891 | 297103 | 361909 | 399930 | 425727 | 393502 | 227274 | 199226 | 333795 | 38845611 | 38845611 | 40241738 | 40241738 | 4112208 | 2020 | natural gas nonpeaker - preexisting nonretiring | TRUE
60465 | N | . | Chesapeake College | Tesla Inc. | 60947 | MD | SAT | RFC |  | 22 | 2 | NAICS-22 Non-Cogen | PV | SUN | SUN | PJM | A |  | 0 | 0 | 0 | 0 | 0 | 0 | 0 | 0 | 0 | 0 | 0 | 0 | 0 | 0 | 0 | 0 | 0 | 0 | 0 | 0 | 0 | 0 | 0 | 0 | 0 | 0 | 0 | 0 | 0 | 0 | 0 | 0 | 0 | 0 | 0 | 0 | 1189 | 1350 | 1715 | 1924 | 2199 | 2370 | 2355 | 1963 | 1742 | 1495 | 1350 | 995 | 1189 | 1350 | 1715 | 1924 | 2199 | 2370 | 2355 | 1963 | 1742 | 1495 | 1350 | 995 | 135.573 | 153.996 | 195.634 | 219.453 | 250.864 | 270.313 | 268.569 | 223.905 | 198.68 | 170.511 | 153.985 | 113.517 | 0 | 0 | 20647 | 20647 | 2355 | 2020 | solar PV | TRUE
60467 | N | . | Red Rock | Arizona Public Service Co | 803 | AZ | MTN | WECC |  | 22 | 1 | Electric Utility | PV | SUN | SUN | AZPS | M |  | 0 | 0 | 0 | 0 | 0 | 0 | 0 | 0 | 0 | 0 | 0 | 0 | 0 | 0 | 0 | 0 | 0 | 0 | 0 | 0 | 0 | 0 | 0 | 0 | 0 | 0 | 0 | 0 | 0 | 0 | 0 | 0 | 0 | 0 | 0 | 0 | 65323 | 64148 | 69417 | 91089 | 113971 | 109105 | 103319 | 98252 | 90020 | 84575 | 62009 | 62202 | 65323 | 64148 | 69417 | 91089 | 113971 | 109105 | 103319 | 98252 | 90020 | 84575 | 62009 | 62202 | 7451 | 7317 | 7918 | 10390 | 13000 | 12445 | 11785 | 11207 | 10268 | 9647 | 7073 | 7095 | 0 | 0 | 1013430 | 1013430 | 115596 | 2020 | solar PV | TRUE
60468 | N | . | Friendswood Energy | Tejas Power Generation LLC | 34623 | TX | WSC | TRE |  | 22 | 2 | NAICS-22 Non-Cogen | GT | NG | NG | ERCO | A | mcf | 24323 | 23140 | 22549 | 20078 | 24037 | 28430 | 34590 | 33478 | 27626 | 23890 | 18712 | 20565 | 24323 | 23140 | 22549 | 20078 | 24037 | 28430 | 34590 | 33478 | 27626 | 23890 | 18712 | 20565 | 1.011 | 1.011 | 1.011 | 1.011 | 1.011 | 1.011 | 1.011 | 1.011 | 1.011 | 1.011 | 1.011 | 1.011 | 24591 | 23395 | 22797 | 20299 | 24301 | 28743 | 34970 | 33846 | 27930 | 24153 | 18918 | 20791 | 24591 | 23395 | 22797 | 20299 | 24301 | 28743 | 34970 | 33846 | 27930 | 24153 | 18918 | 20791 | 1923.688 | 1830.226 | 1783.484 | 1588.019 | 1901.149 | 2248.628 | 2735.808 | 2647.903 | 2184.999 | 1889.512 | 1480.01 | 1626.574 | 301418 | 301418 | 304734 | 304734 | 23840 | 2020 | natural gas peaker | TRUE
60469 | N | . | Solar Glynn | Cypress Creek Renewables | 61060 | GA | SAT | SERC |  | 22 | 2 | NAICS-22 Non-Cogen | PV | SUN | SUN | SOCO | A |  | 0 | 0 | 0 | 0 | 0 | 0 | 0 | 0 | 0 | 0 | 0 | 0 | 0 | 0 | 0 | 0 | 0 | 0 | 0 | 0 | 0 | 0 | 0 | 0 | 0 | 0 | 0 | 0 | 0 | 0 | 0 | 0 | 0 | 0 | 0 | 0 | 15467 | 15935 | 21909 | 26773 | 30972 | 26253 | 28430 | 25881 | 20405 | 20825 | 17318 | 16664 | 15467 | 15935 | 21909 | 26773 | 30972 | 26253 | 28430 | 25881 | 20405 | 20825 | 17318 | 16664 | 1764.18 | 1817.646 | 2499.06 | 3053.868 | 3532.843 | 2994.562 | 3242.855 | 2952.052 | 2327.468 | 2375.348 | 1975.316 | 1900.802 | 0 | 0 | 266832 | 266832 | 30436 | 2020 | solar PV | TRUE
60470 | N | . | Paulding Wind Farm III | Paulding Wind Farm III LLC | 60258 | OH | ENC | RFC |  | 22 | 2 | NAICS-22 Non-Cogen | WT | WND | WND | PJM | M |  | 0 | 0 | 0 | 0 | 0 | 0 | 0 | 0 | 0 | 0 | 0 | 0 | 0 | 0 | 0 | 0 | 0 | 0 | 0 | 0 | 0 | 0 | 0 | 0 | 0 | 0 | 0 | 0 | 0 | 0 | 0 | 0 | 0 | 0 | 0 | 0 | 298700 | 274837 | 228792 | 137782 | 247019 | 173806 | 110070 | 100768 | 177523 | 216974 | 301848 | 320267 | 298700 | 274837 | 228792 | 137782 | 247019 | 173806 | 110070 | 100768 | 177523 | 216974 | 301848 | 320267 | 34071 | 31349 | 26097 | 15716 | 28176 | 19825 | 12555 | 11494 | 20249 | 24749 | 34430 | 36531 | 0 | 0 | 2588386 | 2588386 | 295242 | 2020 | onshore wind | TRUE
60471 | N | . | Green River Wind Farm | Green River Wind Farm Phase 1, LLC | 60259 | IL | ENC | RFC |  | 22 | 2 | NAICS-22 Non-Cogen | WT | WND | WND | PJM | M |  | 0 | 0 | 0 | 0 | 0 | 0 | 0 | 0 | 0 | 0 | 0 | 0 | 0 | 0 | 0 | 0 | 0 | 0 | 0 | 0 | 0 | 0 | 0 | 0 | 0 | 0 | 0 | 0 | 0 | 0 | 0 | 0 | 0 | 0 | 0 | 0 | 392683 | 467141 | 505909 | 476714 | 394936 | 288049 | 160866 | 136125 | 321547 | 454674 | 617995 | 409191 | 392683 | 467141 | 505909 | 476714 | 394936 | 288049 | 160866 | 136125 | 321547 | 454674 | 617995 | 409191 | 44791 | 53284 | 57706 | 54376 | 45048 | 32856 | 18349 | 15527 | 36677 | 51862 | 70491 | 46674 | 0 | 0 | 4625830 | 4625830 | 527641 | 2020 | onshore wind | TRUE
60472 | N | . | CPS 1 Community Solar | City of San Antonio - (TX) | 16604 | TX | WSC | TRE |  | 22 | 1 | Electric Utility | PV | SUN | SUN | ERCO | A |  | 0 | 0 | 0 | 0 | 0 | 0 | 0 | 0 | 0 | 0 | 0 | 0 | 0 | 0 | 0 | 0 | 0 | 0 | 0 | 0 | 0 | 0 | 0 | 0 | 0 | 0 | 0 | 0 | 0 | 0 | 0 | 0 | 0 | 0 | 0 | 0 | 1335 | 1580 | 1667 | 2152 | 2811 | 3036 | 3242 | 2884 | 2295 | 1904 | 1568 | 1442 | 1335 | 1580 | 1667 | 2152 | 2811 | 3036 | 3242 | 2884 | 2295 | 1904 | 1568 | 1442 | 152.248 | 180.225 | 190.17 | 245.448 | 320.662 | 346.251 | 369.763 | 328.922 | 261.798 | 217.166 | 178.848 | 164.499 | 0 | 0 | 25916 | 25916 | 2956 | 2020 | solar PV | TRUE
60473 | N | . | Westport MA 1 Community Solar | Navisun LLC | 62836 | MA | NEW | NPCC |  | 22 | 2 | NAICS-22 Non-Cogen | PV | SUN | SUN | ISNE | A |  | 0 | 0 | 0 | 0 | 0 | 0 | 0 | 0 | 0 | 0 | 0 | 0 | 0 | 0 | 0 | 0 | 0 | 0 | 0 | 0 | 0 | 0 | 0 | 0 | 0 | 0 | 0 | 0 | 0 | 0 | 0 | 0 | 0 | 0 | 0 | 0 | 833 | 1091 | 1659 | 1591 | 2243 | 2119 | 2087 | 1973 | 1713 | 1245 | 891 | 678 | 833 | 1091 | 1659 | 1591 | 2243 | 2119 | 2087 | 1973 | 1713 | 1245 | 891 | 678 | 94.964 | 124.388 | 189.267 | 181.469 | 255.837 | 241.714 | 238.036 | 225.016 | 195.372 | 142.042 | 101.585 | 77.31 | 0 | 0 | 18123 | 18123 | 2067 | 2020 | solar PV | TRUE
60474 | N | . | Bayshore Solar B, LLC | Sustainable Power Group, LLC | 58661 | CA | PACC | WECC |  | 22 | 2 | NAICS-22 Non-Cogen | PV | SUN | SUN | CISO | A |  | 0 | 0 | 0 | 0 | 0 | 0 | 0 | 0 | 0 | 0 | 0 | 0 | 0 | 0 | 0 | 0 | 0 | 0 | 0 | 0 | 0 | 0 | 0 | 0 | 0 | 0 | 0 | 0 | 0 | 0 | 0 | 0 | 0 | 0 | 0 | 0 | 22437 | 30415 | 29763 | 37510 | 49091 | 48885 | 55216 | 45745 | 35919 | 33201 | 26248 | 20782 | 22437 | 30415 | 29763 | 37510 | 49091 | 48885 | 55216 | 45745 | 35919 | 33201 | 26248 | 20782 | 2559.313 | 3469.273 | 3394.894 | 4278.522 | 5599.514 | 5575.998 | 6298.183 | 5217.87 | 4097.058 | 3787.022 | 2993.919 | 2370.434 | 0 | 0 | 435212 | 435212 | 49642 | 2020 | solar PV | TRUE
60475 | N | . | Bayshore Solar C, LLC | Sustainable Power Group, LLC | 58661 | CA | PACC | WECC |  | 22 | 2 | NAICS-22 Non-Cogen | PV | SUN | SUN | CISO | A |  | 0 | 0 | 0 | 0 | 0 | 0 | 0 | 0 | 0 | 0 | 0 | 0 | 0 | 0 | 0 | 0 | 0 | 0 | 0 | 0 | 0 | 0 | 0 | 0 | 0 | 0 | 0 | 0 | 0 | 0 | 0 | 0 | 0 | 0 | 0 | 0 | 22407 | 30374 | 29723 | 37459 | 49025 | 48819 | 55142 | 45683 | 35870 | 33156 | 26212 | 20754 | 22407 | 30374 | 29723 | 37459 | 49025 | 48819 | 55142 | 45683 | 35870 | 33156 | 26212 | 20754 | 2555.86 | 3464.591 | 3390.312 | 4272.747 | 5591.956 | 5568.473 | 6289.682 | 5210.828 | 4091.528 | 3781.91 | 2989.878 | 2367.235 | 0 | 0 | 434624 | 434624 | 49575 | 2020 | solar PV | TRUE
60476 | N | . | Westport MA 2 Community Solar | Navisun LLC | 62836 | MA | NEW | NPCC |  | 22 | 2 | NAICS-22 Non-Cogen | PV | SUN | SUN | ISNE | A |  | 0 | 0 | 0 | 0 | 0 | 0 | 0 | 0 | 0 | 0 | 0 | 0 | 0 | 0 | 0 | 0 | 0 | 0 | 0 | 0 | 0 | 0 | 0 | 0 | 0 | 0 | 0 | 0 | 0 | 0 | 0 | 0 | 0 | 0 | 0 | 0 | 754 | 988 | 1504 | 1442 | 2032 | 1920 | 1891 | 1788 | 1552 | 1128 | 807 | 614 | 754 | 988 | 1504 | 1442 | 2032 | 1920 | 1891 | 1788 | 1552 | 1128 | 807 | 614 | 86.053 | 112.713 | 171.503 | 164.437 | 231.825 | 219.028 | 215.695 | 203.897 | 177.035 | 128.71 | 92.05 | 70.054 | 0 | 0 | 16420 | 16420 | 1873 | 2020 | solar PV | TRUE
60477 | N | . | Bethlehem - East | DG Bethlehem Solar, LLC | 60250 | NY | MAT | NPCC |  | 22 | 2 | NAICS-22 Non-Cogen | PV | SUN | SUN | NYIS | A |  | 0 | 0 | 0 | 0 | 0 | 0 | 0 | 0 | 0 | 0 | 0 | 0 | 0 | 0 | 0 | 0 | 0 | 0 | 0 | 0 | 0 | 0 | 0 | 0 | 0 | 0 | 0 | 0 | 0 | 0 | 0 | 0 | 0 | 0 | 0 | 0 | 1092 | 1219 | 1763 | 1768 | 2322 | 2334 | 2220 | 1885 | 1854 | 1316 | 1212 | 820 | 1092 | 1219 | 1763 | 1768 | 2322 | 2334 | 2220 | 1885 | 1854 | 1316 | 1212 | 820 | 124.586 | 139.095 | 201.119 | 201.669 | 264.83 | 266.23 | 253.208 | 214.991 | 211.429 | 150.105 | 138.233 | 93.505 | 0 | 0 | 19805 | 19805 | 2259 | 2020 | solar PV | TRUE
60478 | N | . | Bethlehem - West | DG Bethlehem Solar, LLC | 60250 | NY | MAT | NPCC |  | 22 | 2 | NAICS-22 Non-Cogen | PV | SUN | SUN | NYIS | A |  | 0 | 0 | 0 | 0 | 0 | 0 | 0 | 0 | 0 | 0 | 0 | 0 | 0 | 0 | 0 | 0 | 0 | 0 | 0 | 0 | 0 | 0 | 0 | 0 | 0 | 0 | 0 | 0 | 0 | 0 | 0 | 0 | 0 | 0 | 0 | 0 | 1092 | 1219 | 1762 | 1767 | 2321 | 2333 | 2219 | 1884 | 1853 | 1315 | 1211 | 819 | 1092 | 1219 | 1762 | 1767 | 2321 | 2333 | 2219 | 1884 | 1853 | 1315 | 1211 | 819 | 124.531 | 139.033 | 201.03 | 201.58 | 264.713 | 266.112 | 253.096 | 214.896 | 211.336 | 150.039 | 138.171 | 93.463 | 0 | 0 | 19795 | 19795 | 2258 | 2020 | solar PV | TRUE
60480 | N | . | Germantown Solar, LLC | Cypress Creek Renewables | 61060 | NC | SAT | SERC |  | 22 | 2 | NAICS-22 Non-Cogen | PV | SUN | SUN | DUK | A |  | 0 | 0 | 0 | 0 | 0 | 0 | 0 | 0 | 0 | 0 | 0 | 0 | 0 | 0 | 0 | 0 | 0 | 0 | 0 | 0 | 0 | 0 | 0 | 0 | 0 | 0 | 0 | 0 | 0 | 0 | 0 | 0 | 0 | 0 | 0 | 0 | 1440 | 1480 | 1893 | 2571 | 2573 | 2503 | 2800 | 2248 | 1904 | 1930 | 1614 | 1364 | 1440 | 1480 | 1893 | 2571 | 2573 | 2503 | 2800 | 2248 | 1904 | 1930 | 1614 | 1364 | 164.23 | 168.779 | 215.885 | 293.229 | 293.462 | 285.502 | 319.356 | 256.429 | 217.175 | 220.177 | 184.148 | 155.628 | 0 | 0 | 24320 | 24320 | 2774 | 2020 | solar PV | TRUE
60481 | N | . | Bayshore Solar A, LLC | Sustainable Power Group, LLC | 58661 | CA | PACC | WECC |  | 22 | 2 | NAICS-22 Non-Cogen | PV | SUN | SUN | CISO | A |  | 0 | 0 | 0 | 0 | 0 | 0 | 0 | 0 | 0 | 0 | 0 | 0 | 0 | 0 | 0 | 0 | 0 | 0 | 0 | 0 | 0 | 0 | 0 | 0 | 0 | 0 | 0 | 0 | 0 | 0 | 0 | 0 | 0 | 0 | 0 | 0 | 23557 | 31932 | 31248 | 39381 | 51539 | 51323 | 57970 | 48027 | 37710 | 34857 | 27557 | 21818 | 23557 | 31932 | 31248 | 39381 | 51539 | 51323 | 57970 | 48027 | 37710 | 34857 | 27557 | 21818 | 2686.963 | 3642.311 | 3564.222 | 4491.922 | 5878.801 | 5854.113 | 6612.318 | 5478.123 | 4301.408 | 3975.907 | 3143.247 | 2488.665 | 0 | 0 | 456919 | 456919 | 52118 | 2020 | solar PV | TRUE
60484 | N | . | Williamston West Farm, LLC | Williamston West Farm, LLC | 60234 | NC | SAT | SERC |  | 22 | 2 | NAICS-22 Non-Cogen | PV | SUN | SUN | PJM | A |  | 0 | 0 | 0 | 0 | 0 | 0 | 0 | 0 | 0 | 0 | 0 | 0 | 0 | 0 | 0 | 0 | 0 | 0 | 0 | 0 | 0 | 0 | 0 | 0 | 0 | 0 | 0 | 0 | 0 | 0 | 0 | 0 | 0 | 0 | 0 | 0 | 4320 | 4440 | 5679 | 7713 | 7719 | 7510 | 8400 | 6745 | 5713 | 5792 | 4844 | 4094 | 4320 | 4440 | 5679 | 7713 | 7719 | 7510 | 8400 | 6745 | 5713 | 5792 | 4844 | 4094 | 492.749 | 506.399 | 647.734 | 879.792 | 880.492 | 856.609 | 958.182 | 769.381 | 651.602 | 660.611 | 552.51 | 466.939 | 0 | 0 | 72969 | 72969 | 8323 | 2020 | solar PV | TRUE
60485 | N | . | Longboat Solar, LLC | Longboat Solar, LLC | 60271 | CA | PACC | WECC |  | 22 | 2 | NAICS-22 Non-Cogen | PV | SUN | SUN | CISO | A |  | 0 | 0 | 0 | 0 | 0 | 0 | 0 | 0 | 0 | 0 | 0 | 0 | 0 | 0 | 0 | 0 | 0 | 0 | 0 | 0 | 0 | 0 | 0 | 0 | 0 | 0 | 0 | 0 | 0 | 0 | 0 | 0 | 0 | 0 | 0 | 0 | 23683 | 32103 | 31415 | 39592 | 51815 | 51598 | 58281 | 48284 | 37912 | 35043 | 27704 | 21935 | 23683 | 32103 | 31415 | 39592 | 51815 | 51598 | 58281 | 48284 | 37912 | 35043 | 27704 | 21935 | 2701.349 | 3661.809 | 3583.302 | 4515.969 | 5910.272 | 5885.451 | 6647.715 | 5507.448 | 4324.434 | 3997.191 | 3160.073 | 2501.987 | 0 | 0 | 459365 | 459365 | 52397 | 2020 | solar PV | TRUE
60486 | N | . | Greenfield Wind - MT | Greenbacker Renewable Energy Corporation | 60025 | MT | MTN | WECC |  | 22 | 2 | NAICS-22 Non-Cogen | WT | WND | WND | NWMT | A |  | 0 | 0 | 0 | 0 | 0 | 0 | 0 | 0 | 0 | 0 | 0 | 0 | 0 | 0 | 0 | 0 | 0 | 0 | 0 | 0 | 0 | 0 | 0 | 0 | 0 | 0 | 0 | 0 | 0 | 0 | 0 | 0 | 0 | 0 | 0 | 0 | 79353 | 82758 | 65439 | 67058 | 52730 | 59837 | 42138 | 40585 | 56590 | 63934 | 95586 | 81689 | 79353 | 82758 | 65439 | 67058 | 52730 | 59837 | 42138 | 40585 | 56590 | 63934 | 95586 | 81689 | 9051.33 | 9439.676 | 7464.292 | 7648.87 | 6014.554 | 6825.29 | 4806.382 | 4629.348 | 6454.896 | 7292.597 | 10902.954 | 9317.811 | 0 | 0 | 787697 | 787697 | 89848 | 2020 | onshore wind | TRUE
60487 | N | . | River Road Solar, LLC | River Road Solar, LLC | 60280 | NC | SAT | SERC |  | 22 | 2 | NAICS-22 Non-Cogen | PV | SUN | SUN | PJM | A |  | 0 | 0 | 0 | 0 | 0 | 0 | 0 | 0 | 0 | 0 | 0 | 0 | 0 | 0 | 0 | 0 | 0 | 0 | 0 | 0 | 0 | 0 | 0 | 0 | 0 | 0 | 0 | 0 | 0 | 0 | 0 | 0 | 0 | 0 | 0 | 0 | 3851 | 3958 | 5063 | 6876 | 6882 | 6695 | 7489 | 6013 | 5093 | 5163 | 4318 | 3650 | 3851 | 3958 | 5063 | 6876 | 6882 | 6695 | 7489 | 6013 | 5093 | 5163 | 4318 | 3650 | 439.289 | 451.457 | 577.458 | 784.34 | 784.963 | 763.672 | 854.225 | 685.907 | 580.907 | 588.938 | 492.566 | 416.278 | 0 | 0 | 65051 | 65051 | 7420 | 2020 | solar PV | TRUE
60489 | N | . | Hamilton Solar-Crosswicks | Hartz Solar Hamilton LLC | 60267 | NJ | MAT | RFC |  | 22 | 2 | NAICS-22 Non-Cogen | PV | SUN | SUN | PJM | A |  | 0 | 0 | 0 | 0 | 0 | 0 | 0 | 0 | 0 | 0 | 0 | 0 | 0 | 0 | 0 | 0 | 0 | 0 | 0 | 0 | 0 | 0 | 0 | 0 | 0 | 0 | 0 | 0 | 0 | 0 | 0 | 0 | 0 | 0 | 0 | 0 | 4180 | 4696 | 6726 | 6994 | 9153 | 9609 | 9050 | 7819 | 7185 | 5188 | 4761 | 3297 | 4180 | 4696 | 6726 | 6994 | 9153 | 9609 | 9050 | 7819 | 7185 | 5188 | 4761 | 3297 | 476.764 | 535.648 | 767.171 | 797.774 | 1044.071 | 1095.989 | 1032.252 | 891.903 | 819.512 | 591.788 | 543.035 | 376.093 | 0 | 0 | 78658 | 78658 | 8972 | 2020 | solar PV | TRUE
60490 | N | . | Redwood 4 Solar Farm | 54 KR 8me LLC | 60277 | CA | PACC | WECC |  | 22 | 2 | NAICS-22 Non-Cogen | PV | SUN | SUN | CISO | A |  | 0 | 0 | 0 | 0 | 0 | 0 | 0 | 0 | 0 | 0 | 0 | 0 | 0 | 0 | 0 | 0 | 0 | 0 | 0 | 0 | 0 | 0 | 0 | 0 | 0 | 0 | 0 | 0 | 0 | 0 | 0 | 0 | 0 | 0 | 0 | 0 | 22372 | 30327 | 29677 | 37401 | 48949 | 48743 | 55056 | 45612 | 35815 | 33105 | 26172 | 20721 | 22372 | 30327 | 29677 | 37401 | 48949 | 48743 | 55056 | 45612 | 35815 | 33105 | 26172 | 20721 | 2551.889 | 3459.21 | 3385.046 | 4266.111 | 5583.271 | 5559.824 | 6279.913 | 5202.735 | 4085.173 | 3776.036 | 2985.234 | 2363.558 | 0 | 0 | 433950 | 433950 | 49498 | 2020 | solar PV | TRUE
60491 | N | . | Springbok 3 Solar Farm Hybrid | 64KT 8me LLC | 60278 | CA | PACC | WECC |  | 22 | 2 | NAICS-22 Non-Cogen | BA | MWH | OTH | LDWP | M | megawatthours | 0 | 0 | 0 | 0 | 0 | 0 | 0 | 0 | 22 | 37 | 9 | 11 | 0 | 0 | 0 | 0 | 0 | 0 | 0 | 0 | 22 | 37 | 9 | 11 | 0 | 0 | 0 | 0 | 0 | 0 | 0 | 0 | 0 | 0 | 0 | 0 | 0 | 0 | 0 | 0 | 0 | 0 | 0 | 0 | 0 | 0 | 0 | 0 | 0 | 0 | 0 | 0 | 0 | 0 | 0 | 0 | 0 | 0 | 0 | 0 | 0 | 0 | 0 | 0 | 0 | 0 | 0 | 0 | 16 | -8 | 8 | 9 | 79 | 79 | 0 | 0 | 25 | 2020 | other | TRUE
60491 | N | . | Springbok 3 Solar Farm Hybrid | 64KT 8me LLC | 60278 | CA | PACC | WECC |  | 22 | 2 | NAICS-22 Non-Cogen | PV | SUN | SUN | LDWP | M |  | 0 | 0 | 0 | 0 | 0 | 0 | 0 | 0 | 0 | 0 | 0 | 0 | 0 | 0 | 0 | 0 | 0 | 0 | 0 | 0 | 0 | 0 | 0 | 0 | 0 | 0 | 0 | 0 | 0 | 0 | 0 | 0 | 0 | 0 | 0 | 0 | 119897 | 155062 | 179960 | 208243 | 247896 | 217343 | 270269 | 205358 | 145304 | 160971 | 117083 | 98865 | 119897 | 155062 | 179960 | 208243 | 247896 | 217343 | 270269 | 205358 | 145304 | 160971 | 117083 | 98865 | 13676 | 17687 | 20527 | 23753 | 28276 | 24791 | 30828 | 23424 | 16574 | 18361 | 13355 | 11277 | 0 | 0 | 2126251 | 2126251 | 242529 | 2020 | solar PV | TRUE
60492 | N | . | Rail Trail | Altus Power America Management, LLC | 60281 | MA | NEW | NPCC |  | 22 | 2 | NAICS-22 Non-Cogen | PV | SUN | SUN | ISNE | A |  | 0 | 0 | 0 | 0 | 0 | 0 | 0 | 0 | 0 | 0 | 0 | 0 | 0 | 0 | 0 | 0 | 0 | 0 | 0 | 0 | 0 | 0 | 0 | 0 | 0 | 0 | 0 | 0 | 0 | 0 | 0 | 0 | 0 | 0 | 0 | 0 | 1349 | 1766 | 2688 | 2577 | 3633 | 3432 | 3380 | 3195 | 2774 | 2017 | 1443 | 1098 | 1349 | 1766 | 2688 | 2577 | 3633 | 3432 | 3380 | 3195 | 2774 | 2017 | 1443 | 1098 | 153.819 | 201.476 | 306.562 | 293.933 | 414.389 | 391.513 | 385.556 | 364.467 | 316.452 | 230.071 | 164.54 | 125.222 | 0 | 0 | 29352 | 29352 | 3348 | 2020 | solar PV | TRUE
60493 | N | . | Rising Paper | Altus Power America Management, LLC | 60281 | MA | NEW | NPCC |  | 22 | 2 | NAICS-22 Non-Cogen | PV | SUN | SUN | ISNE | A |  | 0 | 0 | 0 | 0 | 0 | 0 | 0 | 0 | 0 | 0 | 0 | 0 | 0 | 0 | 0 | 0 | 0 | 0 | 0 | 0 | 0 | 0 | 0 | 0 | 0 | 0 | 0 | 0 | 0 | 0 | 0 | 0 | 0 | 0 | 0 | 0 | 1537 | 2014 | 3064 | 2938 | 4142 | 3913 | 3854 | 3643 | 3163 | 2300 | 1645 | 1252 | 1537 | 2014 | 3064 | 2938 | 4142 | 3913 | 3854 | 3643 | 3163 | 2300 | 1645 | 1252 | 175.365 | 229.699 | 349.507 | 335.108 | 472.439 | 446.358 | 439.566 | 415.523 | 360.781 | 262.3 | 187.59 | 142.764 | 0 | 0 | 33465 | 33465 | 3817 | 2020 | solar PV | TRUE
60494 | N | . | Hampden | Altus Power America Management, LLC | 60281 | MA | NEW | NPCC |  | 22 | 2 | NAICS-22 Non-Cogen | PV | SUN | SUN | ISNE | A |  | 0 | 0 | 0 | 0 | 0 | 0 | 0 | 0 | 0 | 0 | 0 | 0 | 0 | 0 | 0 | 0 | 0 | 0 | 0 | 0 | 0 | 0 | 0 | 0 | 0 | 0 | 0 | 0 | 0 | 0 | 0 | 0 | 0 | 0 | 0 | 0 | 2034 | 2664 | 4053 | 3886 | 5479 | 5176 | 5098 | 4819 | 4184 | 3042 | 2175 | 1656 | 2034 | 2664 | 4053 | 3886 | 5479 | 5176 | 5098 | 4819 | 4184 | 3042 | 2175 | 1656 | 231.966 | 303.838 | 462.316 | 443.27 | 624.926 | 590.428 | 581.444 | 549.64 | 477.229 | 346.962 | 248.138 | 188.843 | 0 | 0 | 44266 | 44266 | 5049 | 2020 | solar PV | TRUE
60495 | N | . | Little Bay | Altus Power America Management, LLC | 60281 | RI | NEW | NPCC |  | 22 | 2 | NAICS-22 Non-Cogen | PV | SUN | SUN | ISNE | A |  | 0 | 0 | 0 | 0 | 0 | 0 | 0 | 0 | 0 | 0 | 0 | 0 | 0 | 0 | 0 | 0 | 0 | 0 | 0 | 0 | 0 | 0 | 0 | 0 | 0 | 0 | 0 | 0 | 0 | 0 | 0 | 0 | 0 | 0 | 0 | 0 | 607 | 835 | 1340 | 1329 | 1878 | 1803 | 1805 | 1567 | 1421 | 1001 | 752 | 470 | 607 | 835 | 1340 | 1329 | 1878 | 1803 | 1805 | 1567 | 1421 | 1001 | 752 | 470 | 69.252 | 95.22 | 152.794 | 151.622 | 214.176 | 205.685 | 205.834 | 178.712 | 162.128 | 114.143 | 85.805 | 53.629 | 0 | 0 | 14808 | 14808 | 1689 | 2020 | solar PV | TRUE
60496 | N | . | MEBA | Altus Power America Management, LLC | 60281 | MD | SAT | RFC |  | 22 | 2 | NAICS-22 Non-Cogen | PV | SUN | SUN | PJM | A |  | 0 | 0 | 0 | 0 | 0 | 0 | 0 | 0 | 0 | 0 | 0 | 0 | 0 | 0 | 0 | 0 | 0 | 0 | 0 | 0 | 0 | 0 | 0 | 0 | 0 | 0 | 0 | 0 | 0 | 0 | 0 | 0 | 0 | 0 | 0 | 0 | 1247 | 1417 | 1800 | 2019 | 2308 | 2487 | 2471 | 2060 | 1828 | 1569 | 1416 | 1044 | 1247 | 1417 | 1800 | 2019 | 2308 | 2487 | 2471 | 2060 | 1828 | 1569 | 1416 | 1044 | 142.251 | 161.581 | 205.27 | 230.263 | 263.22 | 283.628 | 281.798 | 234.934 | 208.467 | 178.91 | 161.57 | 119.108 | 0 | 0 | 21666 | 21666 | 2471 | 2020 | solar PV | TRUE
60497 | N | . | SR Skylark B | SR Skylark B, LLC | 60263 | CO | MTN | WECC |  | 22 | 2 | NAICS-22 Non-Cogen | PV | SUN | SUN | WACM | A |  | 0 | 0 | 0 | 0 | 0 | 0 | 0 | 0 | 0 | 0 | 0 | 0 | 0 | 0 | 0 | 0 | 0 | 0 | 0 | 0 | 0 | 0 | 0 | 0 | 0 | 0 | 0 | 0 | 0 | 0 | 0 | 0 | 0 | 0 | 0 | 0 | 2140 | 2254 | 3453 | 3860 | 4482 | 4345 | 4503 | 3670 | 3577 | 2695 | 2322 | 1755 | 2140 | 2254 | 3453 | 3860 | 4482 | 4345 | 4503 | 3670 | 3577 | 2695 | 2322 | 1755 | 244.1 | 257.135 | 393.915 | 440.24 | 511.21 | 495.611 | 513.659 | 418.643 | 408 | 307.417 | 264.909 | 200.161 | 0 | 0 | 39056 | 39056 | 4455 | 2020 | solar PV | TRUE
60498 | N | . | Shirley Water | Altus Power America Management, LLC | 60281 | MA | NEW | NPCC |  | 22 | 2 | NAICS-22 Non-Cogen | PV | SUN | SUN | ISNE | A |  | 0 | 0 | 0 | 0 | 0 | 0 | 0 | 0 | 0 | 0 | 0 | 0 | 0 | 0 | 0 | 0 | 0 | 0 | 0 | 0 | 0 | 0 | 0 | 0 | 0 | 0 | 0 | 0 | 0 | 0 | 0 | 0 | 0 | 0 | 0 | 0 | 1279 | 1676 | 2550 | 2445 | 3446 | 3256 | 3207 | 3031 | 2632 | 1913 | 1368 | 1041 | 1279 | 1676 | 2550 | 2445 | 3446 | 3256 | 3207 | 3031 | 2632 | 1913 | 1368 | 1041 | 145.916 | 191.125 | 290.813 | 278.832 | 393.101 | 371.4 | 365.749 | 345.743 | 300.194 | 218.251 | 156.087 | 118.789 | 0 | 0 | 27844 | 27844 | 3176 | 2020 | solar PV | TRUE
60499 | N | . | Jefferson Avenue | Hartz Solar LLC | 60268 | NJ | MAT | RFC |  | 421 | 4 | Commercial NAICS Non-Cogen | PV | SUN | SUN | PJM | A |  | 0 | 0 | 0 | 0 | 0 | 0 | 0 | 0 | 0 | 0 | 0 | 0 | 0 | 0 | 0 | 0 | 0 | 0 | 0 | 0 | 0 | 0 | 0 | 0 | 0 | 0 | 0 | 0 | 0 | 0 | 0 | 0 | 0 | 0 | 0 | 0 | 968 | 1087 | 1557 | 1619 | 2119 | 2224 | 2095 | 1810 | 1663 | 1201 | 1102 | 763 | 968 | 1087 | 1557 | 1619 | 2119 | 2224 | 2095 | 1810 | 1663 | 1201 | 1102 | 763 | 110.371 | 124.001 | 177.599 | 184.683 | 241.7 | 253.719 | 238.964 | 206.474 | 189.715 | 136.998 | 125.711 | 87.065 | 0 | 0 | 18208 | 18208 | 2077 | 2020 | solar PV | FALSE
60500 | N | . | Westside Avenue | Hartz Solar LLC | 60268 | NJ | MAT | RFC |  | 421 | 4 | Commercial NAICS Non-Cogen | PV | SUN | SUN | PJM | A |  | 0 | 0 | 0 | 0 | 0 | 0 | 0 | 0 | 0 | 0 | 0 | 0 | 0 | 0 | 0 | 0 | 0 | 0 | 0 | 0 | 0 | 0 | 0 | 0 | 0 | 0 | 0 | 0 | 0 | 0 | 0 | 0 | 0 | 0 | 0 | 0 | 516 | 579 | 830 | 863 | 1129 | 1186 | 1117 | 965 | 886 | 640 | 587 | 407 | 516 | 579 | 830 | 863 | 1129 | 1186 | 1117 | 965 | 886 | 640 | 587 | 407 | 58.826 | 66.09 | 94.657 | 98.432 | 128.821 | 135.227 | 127.363 | 110.046 | 101.115 | 73.017 | 67.002 | 46.404 | 0 | 0 | 9705 | 9705 | 1107 | 2020 | solar PV | FALSE
60501 | N | . | Hartz Way | Hartz Solar LLC | 60268 | NJ | MAT | RFC |  | 421 | 4 | Commercial NAICS Non-Cogen | PV | SUN | SUN | PJM | A |  | 0 | 0 | 0 | 0 | 0 | 0 | 0 | 0 | 0 | 0 | 0 | 0 | 0 | 0 | 0 | 0 | 0 | 0 | 0 | 0 | 0 | 0 | 0 | 0 | 0 | 0 | 0 | 0 | 0 | 0 | 0 | 0 | 0 | 0 | 0 | 0 | 529 | 594 | 851 | 885 | 1158 | 1216 | 1145 | 989 | 909 | 656 | 602 | 417 | 529 | 594 | 851 | 885 | 1158 | 1216 | 1145 | 989 | 909 | 656 | 602 | 417 | 60.312 | 67.762 | 97.051 | 100.922 | 132.08 | 138.648 | 130.585 | 112.83 | 103.672 | 74.864 | 68.696 | 47.578 | 0 | 0 | 9951 | 9951 | 1135 | 2020 | solar PV | FALSE
60502 | N | . | Tyler Bluff Wind Project, LLC | Southern Power Co | 17650 | TX | WSC | TRE |  | 22 | 2 | NAICS-22 Non-Cogen | WT | WND | WND | ERCO | M |  | 0 | 0 | 0 | 0 | 0 | 0 | 0 | 0 | 0 | 0 | 0 | 0 | 0 | 0 | 0 | 0 | 0 | 0 | 0 | 0 | 0 | 0 | 0 | 0 | 0 | 0 | 0 | 0 | 0 | 0 | 0 | 0 | 0 | 0 | 0 | 0 | 372001 | 325694 | 284349 | 333111 | 323169 | 288934 | 220893 | 213520 | 176988 | 321118 | 323108 | 282482 | 372001 | 325694 | 284349 | 333111 | 323169 | 288934 | 220893 | 213520 | 176988 | 321118 | 323108 | 282482 | 42432 | 37150 | 32434 | 37996 | 36862 | 32957 | 25196 | 24355 | 20188 | 36628 | 36855 | 32221 | 0 | 0 | 3465367 | 3465367 | 395274 | 2020 | onshore wind | TRUE
60503 | N | . | Crowned Ridge Wind Energy Center | Crowned Ridge Wind, LLC | 61416 | SD | WNC | MRO |  | 22 | 2 | NAICS-22 Non-Cogen | WT | WND | WND | MISO | M |  | 0 | 0 | 0 | 0 | 0 | 0 | 0 | 0 | 0 | 0 | 0 | 0 | 0 | 0 | 0 | 0 | 0 | 0 | 0 | 0 | 0 | 0 | 0 | 0 | 0 | 0 | 0 | 0 | 0 | 0 | 0 | 0 | 0 | 0 | 0 | 0 | 294808 | 591150 | 558467 | 507653 | 542134 | 535760 | 460224 | 562631 | 786268 | 732009 | 766490 | 759845 | 294808 | 591150 | 558467 | 507653 | 542134 | 535760 | 460224 | 562631 | 786268 | 732009 | 766490 | 759845 | 33627 | 67429 | 63701 | 57905 | 61838 | 61111 | 52495 | 64176 | 89685 | 83496 | 87429 | 86671 | 0 | 0 | 7097439 | 7097439 | 809563 | 2020 | onshore wind | TRUE
60504 | N | . | Blazing Star Wind Farm 1 | Blazing Star Wind Farm, LLC | 60289 | MN | WNC | MRO |  | 22 | 2 | NAICS-22 Non-Cogen | WT | WND | WND | MISO | M |  | . | . | . | 0 | 0 | 0 | 0 | 0 | 0 | 0 | 0 | 0 | . | . | . | 0 | 0 | 0 | 0 | 0 | 0 | 0 | 0 | 0 | . | . | . | 0 | 0 | 0 | 0 | 0 | 0 | 0 | 0 | 0 | . | . | . | 466255 | 564437 | 521470 | 366320 | 440936 | 624956 | 617232 | 717658 | 653334 | . | . | . | 466255 | 564437 | 521470 | 366320 | 440936 | 624956 | 617232 | 717658 | 653334 | . | . | . | 53183 | 64382 | 59481 | 41784 | 50295 | 71285 | 70404 | 81859 | 74522 | 0 | 0 | 4972598 | 4972598 | 567195 | 2020 | onshore wind | TRUE
60505 | N | . | Crocker Wind Farm | Crocker Wind Farm, LLC | 60290 | SD | WNC | MRO |  | 22 | 2 | NAICS-22 Non-Cogen | WT | WND | WND | MISO | M |  | 0 | 0 | 0 | 0 | 0 | 0 | 0 | 0 | 0 | 0 | 0 | 0 | 0 | 0 | 0 | 0 | 0 | 0 | 0 | 0 | 0 | 0 | 0 | 0 | 0 | 0 | 0 | 0 | 0 | 0 | 0 | 0 | 0 | 0 | 0 | 0 | 565507 | 599110 | 694443 | 547227 | 587056 | 632285 | 448388 | 526143 | 581287 | 639702 | 681766 | 587275 | 565507 | 599110 | 694443 | 547227 | 587056 | 632285 | 448388 | 526143 | 581287 | 639702 | 681766 | 587275 | 64504 | 68337 | 79211 | 62419 | 66962 | 72121 | 51145 | 60014 | 66304 | 72967 | 77765 | 66987 | 0 | 0 | 7090189 | 7090189 | 808736 | 2020 | onshore wind | TRUE
60506 | N | . | ETT Presidio NaS Battery | Electric Transmission Texas LLC | 50174 | TX | WSC | TRE |  | 22 | 2 | NAICS-22 Non-Cogen | BA | MWH | OTH | ERCO | M | megawatthours | 32 | 47 | 37 | 7 | 24 | 28 | 14 | 32 | 0 | 7 | 35 | 27 | 32 | 47 | 37 | 7 | 24 | 28 | 14 | 32 | 0 | 7 | 35 | 27 | 0 | 0 | 0 | 0 | 0 | 0 | 0 | 0 | 0 | 0 | 0 | 0 | 0 | 0 | 0 | 0 | 0 | 0 | 0 | 0 | 0 | 0 | 0 | 0 | 0 | 0 | 0 | 0 | 0 | 0 | 0 | 0 | 0 | 0 | 0 | 0 | -5 | -7 | -5 | -1 | -4 | -4 | -2 | -5 | 0 | -1 | -5 | -3 | 290 | 290 | 0 | 0 | -42 | 2020 | other | TRUE
60507 | N | . | Broome County | Tesla Inc. | 60947 | NY | MAT | NPCC |  | 22 | 2 | NAICS-22 Non-Cogen | PV | SUN | SUN | NYIS | A |  | 0 | 0 | 0 | 0 | 0 | 0 | 0 | 0 | 0 | 0 | 0 | 0 | 0 | 0 | 0 | 0 | 0 | 0 | 0 | 0 | 0 | 0 | 0 | 0 | 0 | 0 | 0 | 0 | 0 | 0 | 0 | 0 | 0 | 0 | 0 | 0 | 1514 | 1691 | 2445 | 2451 | 3219 | 3236 | 3078 | 2613 | 2570 | 1825 | 1680 | 1137 | 1514 | 1691 | 2445 | 2451 | 3219 | 3236 | 3078 | 2613 | 2570 | 1825 | 1680 | 1137 | 172.733 | 192.849 | 278.842 | 279.605 | 367.175 | 369.116 | 351.061 | 298.075 | 293.137 | 208.114 | 191.653 | 129.64 | 0 | 0 | 27459 | 27459 | 3132 | 2020 | solar PV | TRUE
60509 | N | . | Valley Center | Heelstone Energy Holdings, LLC | 59462 | CA | PACC | WECC |  | 22 | 2 | NAICS-22 Non-Cogen | PV | SUN | SUN | CISO | A |  | 0 | 0 | 0 | 0 | 0 | 0 | 0 | 0 | 0 | 0 | 0 | 0 | 0 | 0 | 0 | 0 | 0 | 0 | 0 | 0 | 0 | 0 | 0 | 0 | 0 | 0 | 0 | 0 | 0 | 0 | 0 | 0 | 0 | 0 | 0 | 0 | 2636 | 3574 | 3497 | 4407 | 5768 | 5744 | 6488 | 5375 | 4221 | 3901 | 3084 | 2442 | 2636 | 3574 | 3497 | 4407 | 5768 | 5744 | 6488 | 5375 | 4221 | 3901 | 3084 | 2442 | 300.722 | 407.644 | 398.905 | 502.732 | 657.95 | 655.187 | 740.045 | 613.107 | 481.41 | 444.98 | 351.789 | 278.529 | 0 | 0 | 51137 | 51137 | 5833 | 2020 | solar PV | TRUE
60510 | N | . | Two Mile Desert Project | Citizens Enterprises Corporation | 58871 | NC | SAT | SERC |  | 22 | 2 | NAICS-22 Non-Cogen | PV | SUN | SUN | PJM | A |  | 0 | 0 | 0 | 0 | 0 | 0 | 0 | 0 | 0 | 0 | 0 | 0 | 0 | 0 | 0 | 0 | 0 | 0 | 0 | 0 | 0 | 0 | 0 | 0 | 0 | 0 | 0 | 0 | 0 | 0 | 0 | 0 | 0 | 0 | 0 | 0 | 14447 | 14847 | 18991 | 25794 | 25815 | 25115 | 28093 | 22557 | 19104 | 19368 | 16199 | 13690 | 14447 | 14847 | 18991 | 25794 | 25815 | 25115 | 28093 | 22557 | 19104 | 19368 | 16199 | 13690 | 1647.867 | 1693.513 | 2166.169 | 2942.225 | 2944.564 | 2864.695 | 3204.378 | 2572.983 | 2179.105 | 2209.232 | 1847.72 | 1561.549 | 0 | 0 | 244020 | 244020 | 27834 | 2020 | solar PV | TRUE
60511 | N | . | Clear Spring Ranch PV Project | DG Colorado Solar, LLC | 60293 | CO | MTN | WECC |  | 22 | 2 | NAICS-22 Non-Cogen | PV | SUN | SUN | WACM | A |  | 0 | 0 | 0 | 0 | 0 | 0 | 0 | 0 | 0 | 0 | 0 | 0 | 0 | 0 | 0 | 0 | 0 | 0 | 0 | 0 | 0 | 0 | 0 | 0 | 0 | 0 | 0 | 0 | 0 | 0 | 0 | 0 | 0 | 0 | 0 | 0 | 11535 | 12151 | 18615 | 20805 | 24158 | 23421 | 24274 | 19784 | 19281 | 14528 | 12519 | 9459 | 11535 | 12151 | 18615 | 20805 | 24158 | 23421 | 24274 | 19784 | 19281 | 14528 | 12519 | 9459 | 1315.783 | 1386.047 | 2123.34 | 2373.048 | 2755.6 | 2671.518 | 2768.802 | 2256.63 | 2199.261 | 1657.084 | 1427.951 | 1078.936 | 0 | 0 | 210530 | 210530 | 24014 | 2020 | solar PV | TRUE
60512 | N | . | Greenville | Terraform Arcadia | 63249 | GA | SAT | SERC |  | 22 | 2 | NAICS-22 Non-Cogen | PV | SUN | SUN | SOCO | A |  | 0 | 0 | 0 | 0 | 0 | 0 | 0 | 0 | 0 | 0 | 0 | 0 | 0 | 0 | 0 | 0 | 0 | 0 | 0 | 0 | 0 | 0 | 0 | 0 | 0 | 0 | 0 | 0 | 0 | 0 | 0 | 0 | 0 | 0 | 0 | 0 | 668 | 688 | 946 | 1156 | 1337 | 1133 | 1227 | 1117 | 881 | 899 | 748 | 719 | 668 | 688 | 946 | 1156 | 1337 | 1133 | 1227 | 1117 | 881 | 899 | 748 | 719 | 76.164 | 78.472 | 107.891 | 131.843 | 152.522 | 129.283 | 140.002 | 127.448 | 100.483 | 102.55 | 85.279 | 82.063 | 0 | 0 | 11519 | 11519 | 1314 | 2020 | solar PV | TRUE
60513 | N | . | Richland | Terraform Arcadia | 63249 | GA | SAT | SERC |  | 22 | 2 | NAICS-22 Non-Cogen | PV | SUN | SUN | SOCO | A |  | 0 | 0 | 0 | 0 | 0 | 0 | 0 | 0 | 0 | 0 | 0 | 0 | 0 | 0 | 0 | 0 | 0 | 0 | 0 | 0 | 0 | 0 | 0 | 0 | 0 | 0 | 0 | 0 | 0 | 0 | 0 | 0 | 0 | 0 | 0 | 0 | 636 | 655 | 901 | 1100 | 1273 | 1079 | 1169 | 1064 | 839 | 856 | 712 | 685 | 636 | 655 | 901 | 1100 | 1273 | 1079 | 1169 | 1064 | 839 | 856 | 712 | 685 | 72.513 | 74.71 | 102.718 | 125.522 | 145.209 | 123.084 | 133.29 | 121.337 | 95.665 | 97.633 | 81.191 | 78.128 | 0 | 0 | 10969 | 10969 | 1251 | 2020 | solar PV | TRUE
60514 | N | . | Seminole | Terraform Arcadia | 63249 | GA | SAT | SERC |  | 22 | 2 | NAICS-22 Non-Cogen | PV | SUN | SUN | SOCO | A |  | 0 | 0 | 0 | 0 | 0 | 0 | 0 | 0 | 0 | 0 | 0 | 0 | 0 | 0 | 0 | 0 | 0 | 0 | 0 | 0 | 0 | 0 | 0 | 0 | 0 | 0 | 0 | 0 | 0 | 0 | 0 | 0 | 0 | 0 | 0 | 0 | 678 | 698 | 960 | 1173 | 1358 | 1151 | 1246 | 1134 | 894 | 913 | 759 | 730 | 678 | 698 | 960 | 1173 | 1358 | 1151 | 1246 | 1134 | 894 | 913 | 759 | 730 | 77.324 | 79.667 | 109.533 | 133.85 | 154.843 | 131.251 | 142.133 | 129.387 | 102.012 | 104.111 | 86.577 | 83.312 | 0 | 0 | 11694 | 11694 | 1334 | 2020 | solar PV | TRUE
60515 | N | . | Vidalia Water Treatment Plant | Terraform Arcadia | 63249 | GA | SAT | SERC |  | 22 | 2 | NAICS-22 Non-Cogen | PV | SUN | SUN | SOCO | A |  | 0 | 0 | 0 | 0 | 0 | 0 | 0 | 0 | 0 | 0 | 0 | 0 | 0 | 0 | 0 | 0 | 0 | 0 | 0 | 0 | 0 | 0 | 0 | 0 | 0 | 0 | 0 | 0 | 0 | 0 | 0 | 0 | 0 | 0 | 0 | 0 | 459 | 473 | 651 | 795 | 920 | 780 | 844 | 769 | 606 | 619 | 514 | 495 | 459 | 473 | 651 | 795 | 920 | 780 | 844 | 769 | 606 | 619 | 514 | 495 | 52.4 | 53.987 | 74.226 | 90.705 | 104.931 | 88.943 | 96.318 | 87.681 | 69.13 | 70.552 | 58.67 | 56.457 | 0 | 0 | 7925 | 7925 | 904 | 2020 | solar PV | TRUE
60516 | N | . | Granger | Heelstone Energy Holdings, LLC | 59462 | CA | PACC | WECC |  | 22 | 2 | NAICS-22 Non-Cogen | PV | SUN | SUN | CISO | A |  | 0 | 0 | 0 | 0 | 0 | 0 | 0 | 0 | 0 | 0 | 0 | 0 | 0 | 0 | 0 | 0 | 0 | 0 | 0 | 0 | 0 | 0 | 0 | 0 | 0 | 0 | 0 | 0 | 0 | 0 | 0 | 0 | 0 | 0 | 0 | 0 | 3279 | 4445 | 4350 | 5482 | 7174 | 7144 | 8070 | 6685 | 5249 | 4852 | 3836 | 3037 | 3279 | 4445 | 4350 | 5482 | 7174 | 7144 | 8070 | 6685 | 5249 | 4852 | 3836 | 3037 | 374.034 | 507.022 | 496.152 | 625.291 | 818.349 | 814.912 | 920.457 | 762.573 | 598.77 | 553.46 | 437.55 | 346.43 | 0 | 0 | 63603 | 63603 | 7255 | 2020 | solar PV | TRUE
60517 | N | . | Hancock Creek Hydroelectric Project | PUD 1 of Snohomish County | 17470 | WA | PACC | WECC |  | 22 | 1 | Electric Utility | HY | WAT | HYC | PSEI | A |  | 0 | 0 | 0 | 0 | 0 | 0 | 0 | 0 | 0 | 0 | 0 | 0 | 0 | 0 | 0 | 0 | 0 | 0 | 0 | 0 | 0 | 0 | 0 | 0 | 0 | 0 | 0 | 0 | 0 | 0 | 0 | 0 | 0 | 0 | 0 | 0 | 15746 | 17475 | 13497 | 11868 | 21430 | 21748 | 20167 | 15456 | 11157 | 11411 | 14467 | 15121 | 15746 | 17475 | 13497 | 11868 | 21430 | 21748 | 20167 | 15456 | 11157 | 11411 | 14467 | 15121 | 1796.105 | 1993.241 | 1539.556 | 1353.682 | 2444.399 | 2480.616 | 2300.309 | 1762.978 | 1272.557 | 1301.612 | 1650.165 | 1724.78 | 0 | 0 | 189543 | 189543 | 21620 | 2020 | hydro | TRUE
60518 | N | . | Stafford Hill Solar Hybrid | Green Mountain Power Corp | 7601 | VT | NEW | NPCC |  | 22 | 1 | Electric Utility | BA | MWH | OTH | ISNE | M | megawatthours | 149 | 171 | 146 | 113 | 268 | 251 | 335 | 148 | 56 | 65 | 64 | 31 | 149 | 171 | 146 | 113 | 268 | 251 | 335 | 148 | 56 | 65 | 64 | 31 | 0 | 0 | 0 | 0 | 0 | 0 | 0 | 0 | 0 | 0 | 0 | 0 | 0 | 0 | 0 | 0 | 0 | 0 | 0 | 0 | 0 | 0 | 0 | 0 | 0 | 0 | 0 | 0 | 0 | 0 | 0 | 0 | 0 | 0 | 0 | 0 | -47 | -42 | 748 | 883 | 755 | 477 | -195 | -22 | 16 | 11 | 14 | 19 | 1797 | 1797 | 0 | 0 | 2617 | 2020 | other | TRUE
60518 | N | . | Stafford Hill Solar Hybrid | Green Mountain Power Corp | 7601 | VT | NEW | NPCC |  | 22 | 1 | Electric Utility | PV | SUN | SUN | ISNE | M |  | 0 | 0 | 0 | 0 | 0 | 0 | 0 | 0 | 0 | 0 | 0 | 0 | 0 | 0 | 0 | 0 | 0 | 0 | 0 | 0 | 0 | 0 | 0 | 0 | 0 | 0 | 0 | 0 | 0 | 0 | 0 | 0 | 0 | 0 | 0 | 0 | 130 | 555 | 1892 | 2092 | 1927 | 1727 | 1588 | 1484 | 1085 | 694 | 408 | 52 | 130 | 555 | 1892 | 2092 | 1927 | 1727 | 1588 | 1484 | 1085 | 694 | 408 | 52 | 14.85 | 63.36 | 215.82 | 238.59 | 219.78 | 197.01 | 181.17 | 169.29 | 123.75 | 79.2 | 46.53 | 5.94 | 0 | 0 | 13634 | 13634 | 1555.29 | 2020 | solar PV | TRUE
60519 | N | . | Albany Solar | Enel Green Power NA, Inc. | 59380 | MN | WNC | MRO |  | 22 | 2 | NAICS-22 Non-Cogen | PV | SUN | SUN | MISO | A |  | 0 | 0 | 0 | 0 | 0 | 0 | 0 | 0 | 0 | 0 | 0 | 0 | 0 | 0 | 0 | 0 | 0 | 0 | 0 | 0 | 0 | 0 | 0 | 0 | 0 | 0 | 0 | 0 | 0 | 0 | 0 | 0 | 0 | 0 | 0 | 0 | 4776 | 10593 | 12852 | 16991 | 17674 | 19157 | 18472 | 18291 | 12899 | 9653 | 7387 | 4625 | 4776 | 10593 | 12852 | 16991 | 17674 | 19157 | 18472 | 18291 | 12899 | 9653 | 7387 | 4625 | 544.827 | 1208.227 | 1465.929 | 1938.065 | 2015.985 | 2185.103 | 2107.029 | 2086.37 | 1471.26 | 1101.036 | 842.617 | 527.552 | 0 | 0 | 153370 | 153370 | 17494 | 2020 | solar PV | TRUE
60520 | N | . | Annandale Solar | Enel Green Power NA, Inc. | 59380 | MN | WNC | MRO |  | 22 | 2 | NAICS-22 Non-Cogen | PV | SUN | SUN | MISO | A |  | 0 | 0 | 0 | 0 | 0 | 0 | 0 | 0 | 0 | 0 | 0 | 0 | 0 | 0 | 0 | 0 | 0 | 0 | 0 | 0 | 0 | 0 | 0 | 0 | 0 | 0 | 0 | 0 | 0 | 0 | 0 | 0 | 0 | 0 | 0 | 0 | 3124 | 6929 | 8406 | 11114 | 11561 | 12531 | 12083 | 11964 | 8437 | 6314 | 4832 | 3025 | 3124 | 6929 | 8406 | 11114 | 11561 | 12531 | 12083 | 11964 | 8437 | 6314 | 4832 | 3025 | 356.377 | 790.314 | 958.879 | 1267.707 | 1318.676 | 1429.298 | 1378.229 | 1364.715 | 962.366 | 720.198 | 551.164 | 345.077 | 0 | 0 | 100320 | 100320 | 11443 | 2020 | solar PV | TRUE
60521 | N | . | Atwater Solar | Enel Green Power NA, Inc. | 59380 | MN | WNC | MRO |  | 22 | 2 | NAICS-22 Non-Cogen | PV | SUN | SUN | MISO | A |  | 0 | 0 | 0 | 0 | 0 | 0 | 0 | 0 | 0 | 0 | 0 | 0 | 0 | 0 | 0 | 0 | 0 | 0 | 0 | 0 | 0 | 0 | 0 | 0 | 0 | 0 | 0 | 0 | 0 | 0 | 0 | 0 | 0 | 0 | 0 | 0 | 2148 | 4763 | 5779 | 7640 | 7947 | 8614 | 8306 | 8224 | 5800 | 4340 | 3322 | 2080 | 2148 | 4763 | 5779 | 7640 | 7947 | 8614 | 8306 | 8224 | 5800 | 4340 | 3322 | 2080 | 244.977 | 543.267 | 659.14 | 871.431 | 906.467 | 982.51 | 947.404 | 938.115 | 661.537 | 495.07 | 378.874 | 237.208 | 0 | 0 | 68963 | 68963 | 7866 | 2020 | solar PV | TRUE
60522 | N | . | Chisago Solar | Enel Green Power NA, Inc. | 59380 | MN | WNC | MRO |  | 22 | 2 | NAICS-22 Non-Cogen | PV | SUN | SUN | MISO | A |  | 0 | 0 | 0 | 0 | 0 | 0 | 0 | 0 | 0 | 0 | 0 | 0 | 0 | 0 | 0 | 0 | 0 | 0 | 0 | 0 | 0 | 0 | 0 | 0 | 0 | 0 | 0 | 0 | 0 | 0 | 0 | 0 | 0 | 0 | 0 | 0 | 2979 | 6606 | 8015 | 10596 | 11022 | 11947 | 11520 | 11407 | 8044 | 6020 | 4607 | 2884 | 2979 | 6606 | 8015 | 10596 | 11022 | 11947 | 11520 | 11407 | 8044 | 6020 | 4607 | 2884 | 339.776 | 753.502 | 914.215 | 1208.659 | 1257.254 | 1362.723 | 1314.033 | 1301.149 | 917.54 | 686.653 | 525.492 | 329.004 | 0 | 0 | 95647 | 95647 | 10910 | 2020 | solar PV | TRUE
60523 | N | . | Dodge Center Solar | Enel Green Power NA, Inc. | 59380 | MN | WNC | MRO |  | 22 | 2 | NAICS-22 Non-Cogen | PV | SUN | SUN | MISO | A |  | 0 | 0 | 0 | 0 | 0 | 0 | 0 | 0 | 0 | 0 | 0 | 0 | 0 | 0 | 0 | 0 | 0 | 0 | 0 | 0 | 0 | 0 | 0 | 0 | 0 | 0 | 0 | 0 | 0 | 0 | 0 | 0 | 0 | 0 | 0 | 0 | 3343 | 7413 | 8994 | 11891 | 12369 | 13407 | 12928 | 12801 | 9027 | 6755 | 5170 | 3237 | 3343 | 7413 | 8994 | 11891 | 12369 | 13407 | 12928 | 12801 | 9027 | 6755 | 5170 | 3237 | 381.292 | 845.566 | 1025.915 | 1356.335 | 1410.867 | 1529.222 | 1474.583 | 1460.125 | 1029.647 | 770.549 | 589.697 | 369.202 | 0 | 0 | 107335 | 107335 | 12243 | 2020 | solar PV | TRUE
60524 | N | . | Eastwood Solar | Enel Green Power NA, Inc. | 59380 | MN | WNC | MRO |  | 22 | 2 | NAICS-22 Non-Cogen | PV | SUN | SUN | MISO | A |  | 0 | 0 | 0 | 0 | 0 | 0 | 0 | 0 | 0 | 0 | 0 | 0 | 0 | 0 | 0 | 0 | 0 | 0 | 0 | 0 | 0 | 0 | 0 | 0 | 0 | 0 | 0 | 0 | 0 | 0 | 0 | 0 | 0 | 0 | 0 | 0 | 2810 | 6232 | 7561 | 9996 | 10398 | 11270 | 10868 | 10761 | 7588 | 5679 | 4346 | 2721 | 2810 | 6232 | 7561 | 9996 | 10398 | 11270 | 10868 | 10761 | 7588 | 5679 | 4346 | 2721 | 320.531 | 710.82 | 862.429 | 1140.194 | 1186.036 | 1285.531 | 1239.599 | 1227.445 | 865.566 | 647.757 | 495.725 | 310.367 | 0 | 0 | 90230 | 90230 | 10292 | 2020 | solar PV | TRUE
60525 | N | . | Hastings Solar | Enel Green Power NA, Inc. | 59380 | MN | WNC | MRO |  | 22 | 2 | NAICS-22 Non-Cogen | PV | SUN | SUN | MISO | A |  | 0 | 0 | 0 | 0 | 0 | 0 | 0 | 0 | 0 | 0 | 0 | 0 | 0 | 0 | 0 | 0 | 0 | 0 | 0 | 0 | 0 | 0 | 0 | 0 | 0 | 0 | 0 | 0 | 0 | 0 | 0 | 0 | 0 | 0 | 0 | 0 | 2384 | 5288 | 6416 | 8482 | 8823 | 9563 | 9221 | 9131 | 6439 | 4819 | 3688 | 2309 | 2384 | 5288 | 6416 | 8482 | 8823 | 9563 | 9221 | 9131 | 6439 | 4819 | 3688 | 2309 | 271.978 | 603.147 | 731.791 | 967.481 | 1006.379 | 1090.803 | 1051.828 | 1041.515 | 734.453 | 549.637 | 420.634 | 263.354 | 0 | 0 | 76563 | 76563 | 8733 | 2020 | solar PV | TRUE
60526 | N | . | Lake Emily Solar | Enel Green Power NA, Inc. | 59380 | MN | WNC | MRO |  | 22 | 2 | NAICS-22 Non-Cogen | PV | SUN | SUN | MISO | A |  | 0 | 0 | 0 | 0 | 0 | 0 | 0 | 0 | 0 | 0 | 0 | 0 | 0 | 0 | 0 | 0 | 0 | 0 | 0 | 0 | 0 | 0 | 0 | 0 | 0 | 0 | 0 | 0 | 0 | 0 | 0 | 0 | 0 | 0 | 0 | 0 | 2302 | 5105 | 6194 | 8189 | 8518 | 9232 | 8902 | 8815 | 6216 | 4652 | 3560 | 2229 | 2302 | 5105 | 6194 | 8189 | 8518 | 9232 | 8902 | 8815 | 6216 | 4652 | 3560 | 2229 | 262.573 | 582.289 | 706.485 | 934.024 | 971.577 | 1053.081 | 1015.455 | 1005.498 | 709.054 | 530.629 | 406.088 | 254.247 | 0 | 0 | 73914 | 73914 | 8431 | 2020 | solar PV | TRUE
60527 | N | . | Lake Pulaski Solar | Enel Green Power NA, Inc. | 59380 | MN | WNC | MRO |  | 22 | 2 | NAICS-22 Non-Cogen | PV | SUN | SUN | MISO | A |  | 0 | 0 | 0 | 0 | 0 | 0 | 0 | 0 | 0 | 0 | 0 | 0 | 0 | 0 | 0 | 0 | 0 | 0 | 0 | 0 | 0 | 0 | 0 | 0 | 0 | 0 | 0 | 0 | 0 | 0 | 0 | 0 | 0 | 0 | 0 | 0 | 3843 | 8522 | 10339 | 13669 | 14219 | 15412 | 14861 | 14715 | 10377 | 7766 | 5943 | 3721 | 3843 | 8522 | 10339 | 13669 | 14219 | 15412 | 14861 | 14715 | 10377 | 7766 | 5943 | 3721 | 438.316 | 972.024 | 1179.346 | 1559.182 | 1621.869 | 1757.925 | 1695.114 | 1678.494 | 1183.635 | 885.788 | 677.889 | 424.418 | 0 | 0 | 123387 | 123387 | 14074 | 2020 | solar PV | TRUE
60528 | N | . | Lawrence Creek Solar | Enel Green Power NA, Inc. | 59380 | MN | WNC | MRO |  | 22 | 2 | NAICS-22 Non-Cogen | PV | SUN | SUN | MISO | A |  | 0 | 0 | 0 | 0 | 0 | 0 | 0 | 0 | 0 | 0 | 0 | 0 | 0 | 0 | 0 | 0 | 0 | 0 | 0 | 0 | 0 | 0 | 0 | 0 | 0 | 0 | 0 | 0 | 0 | 0 | 0 | 0 | 0 | 0 | 0 | 0 | 1711 | 3795 | 4605 | 6088 | 6333 | 6864 | 6619 | 6554 | 4621 | 3459 | 2647 | 1657 | 1711 | 3795 | 4605 | 6088 | 6333 | 6864 | 6619 | 6554 | 4621 | 3459 | 2647 | 1657 | 195.208 | 432.901 | 525.234 | 694.398 | 722.316 | 782.91 | 754.936 | 747.534 | 527.144 | 394.495 | 301.905 | 189.019 | 0 | 0 | 54953 | 54953 | 6268 | 2020 | solar PV | TRUE
60529 | N | . | Montrose Solar | Enel Green Power NA, Inc. | 59380 | MN | WNC | MRO |  | 22 | 2 | NAICS-22 Non-Cogen | PV | SUN | SUN | MISO | A |  | 0 | 0 | 0 | 0 | 0 | 0 | 0 | 0 | 0 | 0 | 0 | 0 | 0 | 0 | 0 | 0 | 0 | 0 | 0 | 0 | 0 | 0 | 0 | 0 | 0 | 0 | 0 | 0 | 0 | 0 | 0 | 0 | 0 | 0 | 0 | 0 | 1807 | 4007 | 4861 | 6427 | 6685 | 7246 | 6987 | 6919 | 4879 | 3651 | 2794 | 1749 | 1807 | 4007 | 4861 | 6427 | 6685 | 7246 | 6987 | 6919 | 4879 | 3651 | 2794 | 1749 | 206.078 | 457.005 | 554.479 | 733.061 | 762.534 | 826.502 | 796.971 | 789.157 | 556.495 | 416.46 | 318.715 | 199.543 | 0 | 0 | 58012 | 58012 | 6617 | 2020 | solar PV | TRUE
60530 | N | . | Paynesville Solar | Enel Green Power NA, Inc. | 59380 | MN | WNC | MRO |  | 22 | 2 | NAICS-22 Non-Cogen | PV | SUN | SUN | MISO | A |  | 0 | 0 | 0 | 0 | 0 | 0 | 0 | 0 | 0 | 0 | 0 | 0 | 0 | 0 | 0 | 0 | 0 | 0 | 0 | 0 | 0 | 0 | 0 | 0 | 0 | 0 | 0 | 0 | 0 | 0 | 0 | 0 | 0 | 0 | 0 | 0 | 4477 | 9928 | 12046 | 15926 | 16566 | 17956 | 17314 | 17144 | 12090 | 9047 | 6924 | 4335 | 4477 | 9928 | 12046 | 15926 | 16566 | 17956 | 17314 | 17144 | 12090 | 9047 | 6924 | 4335 | 510.664 | 1132.463 | 1374.004 | 1816.534 | 1889.568 | 2048.081 | 1974.903 | 1955.539 | 1379.001 | 1031.993 | 789.779 | 494.471 | 0 | 0 | 143753 | 143753 | 16397 | 2020 | solar PV | TRUE
60531 | N | . | Pine Island Solar | Enel Green Power NA, Inc. | 59380 | MN | WNC | MRO |  | 22 | 2 | NAICS-22 Non-Cogen | PV | SUN | SUN | MISO | A |  | 0 | 0 | 0 | 0 | 0 | 0 | 0 | 0 | 0 | 0 | 0 | 0 | 0 | 0 | 0 | 0 | 0 | 0 | 0 | 0 | 0 | 0 | 0 | 0 | 0 | 0 | 0 | 0 | 0 | 0 | 0 | 0 | 0 | 0 | 0 | 0 | 2128 | 4720 | 5727 | 7571 | 7875 | 8536 | 8231 | 8150 | 5747 | 4301 | 3292 | 2061 | 2128 | 4720 | 5727 | 7571 | 7875 | 8536 | 8231 | 8150 | 5747 | 4301 | 3292 | 2061 | 242.767 | 538.364 | 653.19 | 863.565 | 898.285 | 973.641 | 938.853 | 929.647 | 655.566 | 490.601 | 375.454 | 235.067 | 0 | 0 | 68339 | 68339 | 7795 | 2020 | solar PV | TRUE
60532 | N | . | Waseca Solar | Enel Green Power NA, Inc. | 59380 | MN | WNC | MRO |  | 22 | 2 | NAICS-22 Non-Cogen | PV | SUN | SUN | MISO | A |  | 0 | 0 | 0 | 0 | 0 | 0 | 0 | 0 | 0 | 0 | 0 | 0 | 0 | 0 | 0 | 0 | 0 | 0 | 0 | 0 | 0 | 0 | 0 | 0 | 0 | 0 | 0 | 0 | 0 | 0 | 0 | 0 | 0 | 0 | 0 | 0 | 5155 | 11433 | 13871 | 18339 | 19076 | 20677 | 19938 | 19742 | 13922 | 10419 | 7973 | 4992 | 5155 | 11433 | 13871 | 18339 | 19076 | 20677 | 19938 | 19742 | 13922 | 10419 | 7973 | 4992 | 588.054 | 1304.09 | 1582.238 | 2091.834 | 2175.936 | 2358.473 | 2274.204 | 2251.906 | 1587.992 | 1188.393 | 909.471 | 569.409 | 0 | 0 | 165537 | 165537 | 18882 | 2020 | solar PV | TRUE
60533 | N | . | West Faribault Solar | Enel Green Power NA, Inc. | 59380 | MN | WNC | MRO |  | 22 | 2 | NAICS-22 Non-Cogen | PV | SUN | SUN | MISO | A |  | 0 | 0 | 0 | 0 | 0 | 0 | 0 | 0 | 0 | 0 | 0 | 0 | 0 | 0 | 0 | 0 | 0 | 0 | 0 | 0 | 0 | 0 | 0 | 0 | 0 | 0 | 0 | 0 | 0 | 0 | 0 | 0 | 0 | 0 | 0 | 0 | 2822 | 6259 | 7594 | 10040 | 10443 | 11320 | 10915 | 10808 | 7622 | 5704 | 4365 | 2733 | 2822 | 6259 | 7594 | 10040 | 10443 | 11320 | 10915 | 10808 | 7622 | 5704 | 4365 | 2733 | 321.933 | 713.927 | 866.2 | 1145.18 | 1191.222 | 1291.152 | 1245.019 | 1232.812 | 869.35 | 650.589 | 497.892 | 311.724 | 0 | 0 | 90625 | 90625 | 10337 | 2020 | solar PV | TRUE
60534 | N | . | West Waconia Solar | Enel Green Power NA, Inc. | 59380 | MN | WNC | MRO |  | 22 | 2 | NAICS-22 Non-Cogen | PV | SUN | SUN | MISO | A |  | 0 | 0 | 0 | 0 | 0 | 0 | 0 | 0 | 0 | 0 | 0 | 0 | 0 | 0 | 0 | 0 | 0 | 0 | 0 | 0 | 0 | 0 | 0 | 0 | 0 | 0 | 0 | 0 | 0 | 0 | 0 | 0 | 0 | 0 | 0 | 0 | 4244 | 9411 | 11419 | 15096 | 15703 | 17020 | 16412 | 16251 | 11460 | 8576 | 6563 | 4109 | 4244 | 9411 | 11419 | 15096 | 15703 | 17020 | 16412 | 16251 | 11460 | 8576 | 6563 | 4109 | 484.065 | 1073.481 | 1302.443 | 1721.924 | 1791.155 | 1941.412 | 1872.045 | 1853.69 | 1307.179 | 978.244 | 748.645 | 468.717 | 0 | 0 | 136264 | 136264 | 15543 | 2020 | solar PV | TRUE
60535 | N | . | Saluda Solar, LLC | Cypress Creek Renewables | 61060 | SC | SAT | SERC |  | 22 | 2 | NAICS-22 Non-Cogen | PV | SUN | SUN | SCEG | A |  | 0 | 0 | 0 | 0 | 0 | 0 | 0 | 0 | 0 | 0 | 0 | 0 | 0 | 0 | 0 | 0 | 0 | 0 | 0 | 0 | 0 | 0 | 0 | 0 | 0 | 0 | 0 | 0 | 0 | 0 | 0 | 0 | 0 | 0 | 0 | 0 | 6322 | 6664 | 8514 | 10858 | 12018 | 10532 | 11964 | 10039 | 8499 | 8411 | 6663 | 6299 | 6322 | 6664 | 8514 | 10858 | 12018 | 10532 | 11964 | 10039 | 8499 | 8411 | 6663 | 6299 | 721.08 | 760.151 | 971.1 | 1238.539 | 1370.823 | 1201.292 | 1364.707 | 1145.071 | 969.41 | 959.347 | 760.046 | 718.434 | 0 | 0 | 106783 | 106783 | 12180 | 2020 | solar PV | TRUE
60536 | Y | . | UA Central Utility Plant | University Of Arkansas | 60295 | AR | WSC | SERC |  | 611 | 5 | Commercial NAICS Cogen | GT | NG | NG | SWPP | A | mcf | 49912 | 37107 | 40568 | 28072 | 32309 | 46965 | 59997 | 57478 | 26885 | 36148 | 22373 | 38136 | 49912 | 37107 | 40568 | 28072 | 32309 | 46965 | 59997 | 57478 | 26885 | 36148 | 22373 | 38136 | 1 | 1 | 1 | 1 | 1 | 1 | 1 | 1 | 1 | 1 | 1 | 1 | 49912 | 37107 | 40568 | 28072 | 32309 | 46965 | 59997 | 57478 | 26885 | 36148 | 22373 | 38136 | 49912 | 37107 | 40568 | 28072 | 32309 | 46965 | 59997 | 57478 | 26885 | 36148 | 22373 | 38136 | 4447.976 | 3306.943 | 3615.337 | 2501.777 | 2879.368 | 4185.476 | 5346.893 | 5122.343 | 2395.956 | 3221.485 | 1993.854 | 3398.592 | 475950 | 475950 | 475950 | 475950 | 42416 | 2020 | natural gas peaker | FALSE
60537 | N | . | Limerick Road Solar Farm | Limerick Road Solar, LLC | 60297 | VT | NEW | NPCC |  | 22 | 2 | NAICS-22 Non-Cogen | PV | SUN | SUN | ISNE | A |  | 0 | 0 | 0 | 0 | 0 | 0 | 0 | 0 | 0 | 0 | 0 | 0 | 0 | 0 | 0 | 0 | 0 | 0 | 0 | 0 | 0 | 0 | 0 | 0 | 0 | 0 | 0 | 0 | 0 | 0 | 0 | 0 | 0 | 0 | 0 | 0 | 549 | 978 | 2665 | 3024 | 4222 | 3913 | 4032 | 3563 | 2814 | 1970 | 1180 | 487 | 549 | 978 | 2665 | 3024 | 4222 | 3913 | 4032 | 3563 | 2814 | 1970 | 1180 | 487 | 62.662 | 111.587 | 303.975 | 344.919 | 481.591 | 446.296 | 459.875 | 406.388 | 320.923 | 224.677 | 134.547 | 55.56 | 0 | 0 | 29397 | 29397 | 3353 | 2020 | solar PV | TRUE
60538 | N | . | Langdon Solar Farm, LLC | Langdon Solar Farm, LLC | 60298 | NC | SAT | SERC |  | 22 | 2 | NAICS-22 Non-Cogen | PV | SUN | SUN | DUK | A |  | 0 | 0 | 0 | 0 | 0 | 0 | 0 | 0 | 0 | 0 | 0 | 0 | 0 | 0 | 0 | 0 | 0 | 0 | 0 | 0 | 0 | 0 | 0 | 0 | 0 | 0 | 0 | 0 | 0 | 0 | 0 | 0 | 0 | 0 | 0 | 0 | 4233 | 4350 | 5564 | 7557 | 7563 | 7358 | 8231 | 6609 | 5597 | 5675 | 4746 | 4011 | 4233 | 4350 | 5564 | 7557 | 7563 | 7358 | 8231 | 6609 | 5597 | 5675 | 4746 | 4011 | 482.805 | 496.177 | 634.659 | 862.034 | 862.719 | 839.318 | 938.841 | 753.851 | 638.449 | 647.276 | 541.358 | 457.513 | 0 | 0 | 71494 | 71494 | 8155 | 2020 | solar PV | TRUE
60539 | N | . | Innovative Solar 42 | Innovative Solar 42, LLC | 60303 | NC | SAT | SERC |  | 22 | 2 | NAICS-22 Non-Cogen | PV | SUN | SUN | DUK | M |  | 0 | 0 | 0 | 0 | 0 | 0 | 0 | 0 | 0 | 0 | 0 | 0 | 0 | 0 | 0 | 0 | 0 | 0 | 0 | 0 | 0 | 0 | 0 | 0 | 0 | 0 | 0 | 0 | 0 | 0 | 0 | 0 | 0 | 0 | 0 | 0 | 68234 | 73292 | 89651 | 136160 | 130058 | 96279 | 143367 | 103100 | 87731 | 89993 | 68970 | 62307 | 68234 | 73292 | 89651 | 136160 | 130058 | 96279 | 143367 | 103100 | 87731 | 89993 | 68970 | 62307 | 7783 | 8360 | 10226 | 15531 | 14835 | 10982 | 16353 | 11760 | 10007 | 10265 | 7867 | 7107 | 0 | 0 | 1149142 | 1149142 | 131076 | 2020 | solar PV | TRUE
60540 | N | . | Innovative Solar 31 | Innovative Solar 31, LLC | 60304 | NC | SAT | SERC |  | 22 | 2 | NAICS-22 Non-Cogen | PV | SUN | SUN | DUK | M |  | 0 | 0 | 0 | 0 | 0 | 0 | 0 | 0 | 0 | 0 | 0 | 0 | 0 | 0 | 0 | 0 | 0 | 0 | 0 | 0 | 0 | 0 | 0 | 0 | 0 | 0 | 0 | 0 | 0 | 0 | 0 | 0 | 0 | 0 | 0 | 0 | 23057 | 28966 | 39215 | 60887 | 59011 | 53417 | 62675 | 47421 | 38899 | 39504 | 30141 | 27905 | 23057 | 28966 | 39215 | 60887 | 59011 | 53417 | 62675 | 47421 | 38899 | 39504 | 30141 | 27905 | 2630 | 3304 | 4473 | 6945 | 6731 | 6093 | 7149 | 5409 | 4437 | 4506 | 3438 | 3183 | 0 | 0 | 511098 | 511098 | 58298 | 2020 | solar PV | TRUE
60541 | N | . | Wind GEM | Wind GEM, LLC | 60302 | IA | WNC | MRO |  | 22 | 2 | NAICS-22 Non-Cogen | WT | WND | WND | MISO | A |  | 0 | 0 | 0 | 0 | 0 | 0 | 0 | 0 | 0 | 0 | 0 | 0 | 0 | 0 | 0 | 0 | 0 | 0 | 0 | 0 | 0 | 0 | 0 | 0 | 0 | 0 | 0 | 0 | 0 | 0 | 0 | 0 | 0 | 0 | 0 | 0 | 3267 | 3941 | 3933 | 3914 | 3462 | 4061 | 2225 | 3006 | 3873 | 4325 | 4948 | 3818 | 3267 | 3941 | 3933 | 3914 | 3462 | 4061 | 2225 | 3006 | 3873 | 4325 | 4948 | 3818 | 372.622 | 449.543 | 448.606 | 446.448 | 394.893 | 463.209 | 253.753 | 342.93 | 441.768 | 493.31 | 564.434 | 435.484 | 0 | 0 | 44773 | 44773 | 5107 | 2020 | onshore wind | TRUE
60542 | N | . | 158th Fighter Wing Solar Farm | 158th Fighter Wing | 60301 | VT | NEW | NPCC |  | 22 | 2 | NAICS-22 Non-Cogen | PV | SUN | SUN | ISNE | A |  | 0 | 0 | 0 | 0 | 0 | 0 | 0 | 0 | 0 | 0 | 0 | 0 | 0 | 0 | 0 | 0 | 0 | 0 | 0 | 0 | 0 | 0 | 0 | 0 | 0 | 0 | 0 | 0 | 0 | 0 | 0 | 0 | 0 | 0 | 0 | 0 | 212 | 377 | 1027 | 1165 | 1627 | 1508 | 1554 | 1373 | 1084 | 759 | 455 | 188 | 212 | 377 | 1027 | 1165 | 1627 | 1508 | 1554 | 1373 | 1084 | 759 | 455 | 188 | 24.144 | 42.997 | 117.13 | 132.907 | 185.57 | 171.97 | 177.202 | 156.592 | 123.66 | 86.574 | 51.845 | 21.409 | 0 | 0 | 11329 | 11329 | 1292 | 2020 | solar PV | TRUE
60544 | N | . | Tri-County Solar Facility | Georgia Power Co | 7140 | GA | SAT | SERC |  | 22 | 1 | Electric Utility | PV | SUN | SUN | SOCO | A |  | 0 | 0 | 0 | 0 | 0 | 0 | 0 | 0 | 0 | 0 | 0 | 0 | 0 | 0 | 0 | 0 | 0 | 0 | 0 | 0 | 0 | 0 | 0 | 0 | 0 | 0 | 0 | 0 | 0 | 0 | 0 | 0 | 0 | 0 | 0 | 0 | 850 | 875 | 1204 | 1471 | 1701 | 1442 | 1562 | 1422 | 1121 | 1144 | 951 | 915 | 850 | 875 | 1204 | 1471 | 1701 | 1442 | 1562 | 1422 | 1121 | 1144 | 951 | 915 | 96.915 | 99.852 | 137.286 | 167.764 | 194.077 | 164.506 | 178.146 | 162.171 | 127.859 | 130.49 | 108.514 | 104.42 | 0 | 0 | 14658 | 14658 | 1672 | 2020 | solar PV | TRUE
60545 | N | . | Grant Plains Wind, LLC | Southern Power Co | 17650 | OK | WSC | MRO |  | 22 | 2 | NAICS-22 Non-Cogen | WT | WND | WND | SWPP | M |  | 0 | 0 | 0 | 0 | 0 | 0 | 0 | 0 | 0 | 0 | 0 | 0 | 0 | 0 | 0 | 0 | 0 | 0 | 0 | 0 | 0 | 0 | 0 | 0 | 0 | 0 | 0 | 0 | 0 | 0 | 0 | 0 | 0 | 0 | 0 | 0 | 428426 | 444908 | 390140 | 425699 | 316655 | 520909 | 288522 | 279168 | 280018 | 416459 | 482737 | 368039 | 428426 | 444908 | 390140 | 425699 | 316655 | 520909 | 288522 | 279168 | 280018 | 416459 | 482737 | 368039 | 48868 | 50748 | 44501 | 48557 | 36119 | 59417 | 32910 | 31843 | 31940 | 47503 | 55063 | 41980 | 0 | 0 | 4641680 | 4641680 | 529449 | 2020 | onshore wind | TRUE
60546 | N | . | KIUC Kapaia PV and BA Storage Project Hybrid | Tesla Inc. | 60947 | HI | PACN |  |  | 22 | 2 | NAICS-22 Non-Cogen | BA | MWH | OTH | NA | A | megawatthours | 0 | 0 | 0 | 0 | 0 | 0 | 0 | 0 | 0 | 0 | 0 | 0 | 0 | 0 | 0 | 0 | 0 | 0 | 0 | 0 | 0 | 0 | 0 | 0 | 0 | 0 | 0 | 0 | 0 | 0 | 0 | 0 | 0 | 0 | 0 | 0 | 0 | 0 | 0 | 0 | 0 | 0 | 0 | 0 | 0 | 0 | 0 | 0 | 0 | 0 | 0 | 0 | 0 | 0 | 0 | 0 | 0 | 0 | 0 | 0 | 0 | 0 | 0 | 0 | 0 | 0 | 0 | 0 | 0 | 0 | 0 | 0 | 0 | 0 | 0 | 0 | 0 | 2020 | other | TRUE
60546 | N | . | KIUC Kapaia PV and BA Storage Project Hybrid | Tesla Inc. | 60947 | HI | PACN |  |  | 22 | 2 | NAICS-22 Non-Cogen | PV | SUN | SUN | NA | A |  | 0 | 0 | 0 | 0 | 0 | 0 | 0 | 0 | 0 | 0 | 0 | 0 | 0 | 0 | 0 | 0 | 0 | 0 | 0 | 0 | 0 | 0 | 0 | 0 | 0 | 0 | 0 | 0 | 0 | 0 | 0 | 0 | 0 | 0 | 0 | 0 | 9528 | 11778 | 13204 | 16949 | 19526 | 18544 | 18229 | 19546 | 19759 | 15264 | 13336 | 13872 | 9528 | 11778 | 13204 | 16949 | 19526 | 18544 | 18229 | 19546 | 19759 | 15264 | 13336 | 13872 | 1086.747 | 1343.414 | 1506.134 | 1933.242 | 2227.215 | 2115.167 | 2079.223 | 2229.551 | 2253.816 | 1741.066 | 1521.121 | 1582.304 | 0 | 0 | 189535 | 189535 | 21619 | 2020 | solar PV | TRUE
60547 | N | . | GMP Solar - Richmond | Green Mountain Power Corp | 7601 | VT | NEW | NPCC |  | 22 | 1 | Electric Utility | PV | SUN | SUN | ISNE | M |  | 0 | 0 | 0 | 0 | 0 | 0 | 0 | 0 | 0 | 0 | 0 | 0 | 0 | 0 | 0 | 0 | 0 | 0 | 0 | 0 | 0 | 0 | 0 | 0 | 0 | 0 | 0 | 0 | 0 | 0 | 0 | 0 | 0 | 0 | 0 | 0 | 272 | 1219 | 2306 | 2648 | 3665 | 3410 | 3586 | 3244 | 2700 | 1824 | 894 | 351 | 272 | 1219 | 2306 | 2648 | 3665 | 3410 | 3586 | 3244 | 2700 | 1824 | 894 | 351 | 31 | 139 | 263 | 302 | 418 | 389 | 409 | 370 | 308 | 208 | 102 | 40 | 0 | 0 | 26119 | 26119 | 2979 | 2020 | solar PV | TRUE
60548 | N | . | NorWest Energy 2, LLC | Cypress Creek Renewables | 61060 | OR | PACC | WECC |  | 22 | 2 | NAICS-22 Non-Cogen | PV | SUN | SUN | PACW | M |  | 0 | 0 | 0 | 0 | 0 | 0 | 0 | 0 | 0 | 0 | 0 | 0 | 0 | 0 | 0 | 0 | 0 | 0 | 0 | 0 | 0 | 0 | 0 | 0 | 0 | 0 | 0 | 0 | 0 | 0 | 0 | 0 | 0 | 0 | 0 | 0 | 6198 | 12063 | 15895 | 20874 | 22224 | 23531 | 26538 | 23908 | 17201 | 14606 | 7671 | 5795 | 6198 | 12063 | 15895 | 20874 | 22224 | 23531 | 26538 | 23908 | 17201 | 14606 | 7671 | 5795 | 707 | 1376 | 1813 | 2381 | 2535 | 2684 | 3027 | 2727 | 1962 | 1666 | 875 | 661 | 0 | 0 | 196504 | 196504 | 22414 | 2020 | solar PV | TRUE
60549 | N | . | ZV Solar 3, LLC | SRE Utility Solar 1, LLC | 61119 | NC | SAT | SERC |  | 22 | 2 | NAICS-22 Non-Cogen | PV | SUN | SUN | DUK | A |  | 0 | 0 | 0 | 0 | 0 | 0 | 0 | 0 | 0 | 0 | 0 | 0 | 0 | 0 | 0 | 0 | 0 | 0 | 0 | 0 | 0 | 0 | 0 | 0 | 0 | 0 | 0 | 0 | 0 | 0 | 0 | 0 | 0 | 0 | 0 | 0 | 4630 | 4759 | 6087 | 8267 | 8274 | 8049 | 9004 | 7230 | 6123 | 6208 | 5192 | 4388 | 4630 | 4759 | 6087 | 8267 | 8274 | 8049 | 9004 | 7230 | 6123 | 6208 | 5192 | 4388 | 528.152 | 542.783 | 694.273 | 943.005 | 943.754 | 918.156 | 1027.027 | 824.66 | 698.419 | 708.075 | 592.208 | 500.488 | 0 | 0 | 78211 | 78211 | 8921 | 2020 | solar PV | TRUE
60550 | N | . | GRP Franklin Renewable Energy Facility | GRP Franklin Renewable Energy Facility, LLC | 60251 | GA | SAT | SERC |  | 22 | 2 | NAICS-22 Non-Cogen | ST | WDS | WWW | SOCO | M | short tons | 13648 | 7692 | 16735 | 25293 | 37062 | 31267 | 42338 | 27283 | 28230 | 40368 | 22930 | 45052 | 13648 | 7692 | 16735 | 25293 | 37062 | 31267 | 42338 | 27283 | 28230 | 40368 | 22930 | 45052 | 10 | 13 | 13 | 13 | 13 | 13 | 13 | 13 | 13 | 13 | 13 | 13 | 136480 | 99996 | 217555 | 328809 | 481806 | 406471 | 550394 | 354679 | 366990 | 524784 | 298090 | 585676 | 136480 | 99996 | 217555 | 328809 | 481806 | 406471 | 550394 | 354679 | 366990 | 524784 | 298090 | 585676 | 15977 | 9049 | 19689 | 29756 | 30885 | 26056 | 35281 | 22736 | 23289 | 33640 | 28048 | 37067 | 337898 | 337898 | 4351730 | 4351730 | 311473 | 2020 | biomass | TRUE
60551 | N | . | Big Level Wind | Big Level Wind LLC | 60328 | PA | MAT | RFC |  | 22 | 2 | NAICS-22 Non-Cogen | WT | WND | WND | PJM | M |  | 0 | 0 | 0 | 0 | 0 | 0 | 0 | 0 | 0 | 0 | 0 | 0 | 0 | 0 | 0 | 0 | 0 | 0 | 0 | 0 | 0 | 0 | 0 | 0 | 0 | 0 | 0 | 0 | 0 | 0 | 0 | 0 | 0 | 0 | 0 | 0 | 193137 | 149048 | 242513 | 233719 | 192699 | 158209 | 126464 | 124228 | 174945 | 232168 | 308406 | 278010 | 193137 | 149048 | 242513 | 233719 | 192699 | 158209 | 126464 | 124228 | 174945 | 232168 | 308406 | 278010 | 22030 | 17001 | 27662 | 26659 | 21980 | 18046 | 14425 | 14170 | 19955 | 26482 | 35178 | 31711 | 0 | 0 | 2413546 | 2413546 | 275299 | 2020 | onshore wind | TRUE
60552 | N | . | Hattiesburg Solar Farm | Hattiesburg Farm, LLC | 60326 | MS | ESC | SERC |  | 22 | 2 | NAICS-22 Non-Cogen | PV | SUN | SUN | SOCO | M |  | 0 | 0 | 0 | 0 | 0 | 0 | 0 | 0 | 0 | 0 | 0 | 0 | 0 | 0 | 0 | 0 | 0 | 0 | 0 | 0 | 0 | 0 | 0 | 0 | 0 | 0 | 0 | 0 | 0 | 0 | 0 | 0 | 0 | 0 | 0 | 0 | 45746 | 50612 | 65051 | 77912 | 81296 | 78552 | 68190 | 70884 | 58646 | 66353 | 60370 | 52812 | 45746 | 50612 | 65051 | 77912 | 81296 | 78552 | 68190 | 70884 | 58646 | 66353 | 60370 | 52812 | 5218 | 5773 | 7420 | 8887 | 9273 | 8960 | 7778 | 8085.33 | 6689.43 | 7568.55 | 6886 | 6024 | 0 | 0 | 776424 | 776424 | 88562.31 | 2020 | solar PV | TRUE
60553 | N | . | Southerland Farm Solar | Southerland Farm Solar, LLC | 60327 | NC | SAT | SERC |  | 22 | 2 | NAICS-22 Non-Cogen | PV | SUN | SUN | CPLE | A |  | 0 | 0 | 0 | 0 | 0 | 0 | 0 | 0 | 0 | 0 | 0 | 0 | 0 | 0 | 0 | 0 | 0 | 0 | 0 | 0 | 0 | 0 | 0 | 0 | 0 | 0 | 0 | 0 | 0 | 0 | 0 | 0 | 0 | 0 | 0 | 0 | 4783 | 4916 | 6288 | 8541 | 8547 | 8316 | 9302 | 7469 | 6326 | 6413 | 5364 | 4533 | 4783 | 4916 | 6288 | 8541 | 8547 | 8316 | 9302 | 7469 | 6326 | 6413 | 5364 | 4533 | 545.619 | 560.732 | 717.231 | 974.188 | 974.962 | 948.517 | 1060.988 | 851.93 | 721.514 | 731.49 | 611.791 | 517.038 | 0 | 0 | 80798 | 80798 | 9216 | 2020 | solar PV | TRUE
60554 | N | . | Hazlehurst II | SR South Loving, LLC | 60330 | GA | SAT | SERC |  | 22 | 2 | NAICS-22 Non-Cogen | PV | SUN | SUN | SOCO | M |  | 0 | 0 | 0 | 0 | 0 | 0 | 0 | 0 | 0 | 0 | 0 | 0 | 0 | 0 | 0 | 0 | 0 | 0 | 0 | 0 | 0 | 0 | 0 | 0 | 0 | 0 | 0 | 0 | 0 | 0 | 0 | 0 | 0 | 0 | 0 | 0 | 56775 | 56740 | 80691 | 105353 | 116049 | 103784 | 113226 | 97295 | 75996 | 76838 | 63017 | 60440 | 56775 | 56740 | 80691 | 105353 | 116049 | 103784 | 113226 | 97295 | 75996 | 76838 | 63017 | 60440 | 6476 | 6472 | 9204 | 12017 | 13237 | 11838 | 12915 | 11097.9 | 8668.44 | 8764.47 | 7188 | 6894 | 0 | 0 | 1006204 | 1006204 | 114771.81 | 2020 | solar PV | TRUE
60555 | N | . | Selmer I | Selmer North Solar I, LLC | 60331 | TN | ESC | SERC |  | 22 | 2 | NAICS-22 Non-Cogen | PV | SUN | SUN | TVA | M |  | 0 | 0 | 0 | 0 | 0 | 0 | 0 | 0 | 0 | 0 | 0 | 0 | 0 | 0 | 0 | 0 | 0 | 0 | 0 | 0 | 0 | 0 | 0 | 0 | 0 | 0 | 0 | 0 | 0 | 0 | 0 | 0 | 0 | 0 | 0 | 0 | 11029 | 13335 | 15561 | 28493 | 27765 | 31324 | 32973 | 25670 | 21251 | 19463 | 17394 | 13300 | 11029 | 13335 | 15561 | 28493 | 27765 | 31324 | 32973 | 25670 | 21251 | 19463 | 17394 | 13300 | 1258 | 1521 | 1775 | 3250 | 3167 | 3573 | 3761 | 2928 | 2424 | 2220 | 1984 | 1517 | 0 | 0 | 257558 | 257558 | 29378 | 2020 | solar PV | TRUE
60556 | N | . | Selmer II | Selmer North Solar II, LLC | 60332 | TN | ESC | SERC |  | 22 | 2 | NAICS-22 Non-Cogen | PV | SUN | SUN | TVA | M |  | 0 | 0 | 0 | 0 | 0 | 0 | 0 | 0 | 0 | 0 | 0 | 0 | 0 | 0 | 0 | 0 | 0 | 0 | 0 | 0 | 0 | 0 | 0 | 0 | 0 | 0 | 0 | 0 | 0 | 0 | 0 | 0 | 0 | 0 | 0 | 0 | 5567 | 6479 | 8434 | 14308 | 15062 | 16175 | 16447 | 13264 | 10932 | 9802 | 8127 | 6128 | 5567 | 6479 | 8434 | 14308 | 15062 | 16175 | 16447 | 13264 | 10932 | 9802 | 8127 | 6128 | 635 | 739 | 962 | 1632 | 1718 | 1845 | 1876 | 1513 | 1247 | 1118 | 927 | 699 | 0 | 0 | 130725 | 130725 | 14911 | 2020 | solar PV | TRUE
60558 | N | . | Solar Blythe 2 | NRG Solar Blythe II LLC | 60307 | CA | PACC | WECC |  | 22 | 2 | NAICS-22 Non-Cogen | PV | SUN | SUN | CISO | A |  | 0 | 0 | 0 | 0 | 0 | 0 | 0 | 0 | 0 | 0 | 0 | 0 | 0 | 0 | 0 | 0 | 0 | 0 | 0 | 0 | 0 | 0 | 0 | 0 | 0 | 0 | 0 | 0 | 0 | 0 | 0 | 0 | 0 | 0 | 0 | 0 | 22382 | 30340 | 29690 | 37418 | 48970 | 48765 | 55080 | 45633 | 35831 | 33119 | 26183 | 20731 | 22382 | 30340 | 29690 | 37418 | 48970 | 48765 | 55080 | 45633 | 35831 | 33119 | 26183 | 20731 | 2553.023 | 3460.747 | 3386.551 | 4268.007 | 5585.752 | 5562.295 | 6282.704 | 5205.047 | 4086.989 | 3777.715 | 2986.561 | 2364.609 | 0 | 0 | 434142 | 434142 | 49520 | 2020 | solar PV | TRUE
60559 | N | . | Marquette Energy Center | City of Marquette - (MI) | 11701 | MI | ENC | RFC |  | 22 | 1 | Electric Utility | IC | DFO | DFO | MISO | A | barrels | 340 | 145 | 312 | 174 | 374 | 353 | 405 | 589 | 251 | 103 | 130 | 425 | 340 | 145 | 312 | 174 | 374 | 353 | 405 | 589 | 251 | 103 | 130 | 425 | 5.8 | 5.8 | 5.8 | 5.8 | 5.8 | 5.8 | 5.8 | 5.8 | 5.8 | 5.8 | 5.8 | 5.8 | 1972 | 841 | 1810 | 1009 | 2169 | 2047 | 2349 | 3416 | 1456 | 597 | 754 | 2465 | 1972 | 841 | 1810 | 1009 | 2169 | 2047 | 2349 | 3416 | 1456 | 597 | 754 | 2465 | 223.803 | 95.468 | 205.747 | 114.409 | 246.128 | 232.872 | 266.707 | 388.399 | 165.446 | 68.196 | 85.386 | 280.322 | 3601 | 3601 | 20885 | 20885 | 2372.883 | 2020 | petroleum | TRUE
60559 | N | . | Marquette Energy Center | City of Marquette - (MI) | 11701 | MI | ENC | RFC |  | 22 | 1 | Electric Utility | IC | NG | NG | MISO | A | mcf | 124040 | 109180 | 103891 | 92425 | 93652 | 102126 | 137414 | 109762 | 95128 | 104056 | 79570 | 99045 | 124040 | 109180 | 103891 | 92425 | 93652 | 102126 | 137414 | 109762 | 95128 | 104056 | 79570 | 99045 | 1.02 | 1.02 | 1.02 | 1.02 | 1.02 | 1.02 | 1.02 | 1.02 | 1.02 | 1.02 | 1.02 | 1.02 | 126521 | 111364 | 105969 | 94274 | 95525 | 104169 | 140162 | 111957 | 97031 | 106137 | 81161 | 101026 | 126521 | 111364 | 105969 | 94274 | 95525 | 104169 | 140162 | 111957 | 97031 | 106137 | 81161 | 101026 | 14374.574 | 12652.285 | 12039.315 | 10710.646 | 10852.765 | 11834.801 | 15924.119 | 12719.67 | 11023.81 | 12058.452 | 9220.882 | 11477.798 | 1250289 | 1250289 | 1275296 | 1275296 | 144889.12 | 2020 | natural gas peaker | TRUE
60560 | N | . | Millington Solar Farm | SR Millington, LLC | 60334 | TN | ESC | SERC |  | 22 | 2 | NAICS-22 Non-Cogen | PV | SUN | SUN | TVA | M |  | 0 | 0 | 0 | 0 | 0 | 0 | 0 | 0 | 0 | 0 | 0 | 0 | 0 | 0 | 0 | 0 | 0 | 0 | 0 | 0 | 0 | 0 | 0 | 0 | 0 | 0 | 0 | 0 | 0 | 0 | 0 | 0 | 0 | 0 | 0 | 0 | 38417 | 53163 | 57967 | 99006 | 109973 | 114935 | 107711 | 92279 | 80206 | 66892 | 61080 | 44729 | 38417 | 53163 | 57967 | 99006 | 109973 | 114935 | 107711 | 92279 | 80206 | 66892 | 61080 | 44729 | 4382 | 6064 | 6612 | 11293 | 12544 | 13110 | 12286 | 10525.68 | 9148.59 | 7629.93 | 6967 | 5102 | 0 | 0 | 926358 | 926358 | 105664.2 | 2020 | solar PV | TRUE
60561 | N | . | Cedartown Battery Energy Storage Project | Georgia Power Co | 7140 | GA | SAT | SERC |  | 22 | 1 | Electric Utility | BA | MWH | OTH | SOCO | A | megawatthours | 0 | 0 | 0 | 0 | 0 | 0 | 0 | 0 | 0 | 0 | 0 | 0 | 0 | 0 | 0 | 0 | 0 | 0 | 0 | 0 | 0 | 0 | 0 | 0 | 0 | 0 | 0 | 0 | 0 | 0 | 0 | 0 | 0 | 0 | 0 | 0 | 0 | 0 | 0 | 0 | 0 | 0 | 0 | 0 | 0 | 0 | 0 | 0 | 0 | 0 | 0 | 0 | 0 | 0 | 0 | 0 | 0 | 0 | 0 | 0 | 0 | 0 | 0 | 0 | 0 | 0 | 0 | 0 | 0 | 0 | 0 | 0 | 0 | 0 | 0 | 0 | 0 | 2020 | other | TRUE
60562 | N | . | GMP Solar - Panton Hybrid | Green Mountain Power Corp | 7601 | VT | NEW | NPCC |  | 22 | 1 | Electric Utility | BA | MWH | OTH | ISNE | M | megawatthours | 148 | 116 | 131 | 121 | 143 | 116 | 137 | 122 | 133 | . | 118 | 139 | 148 | 116 | 131 | 121 | 143 | 116 | 137 | 122 | 133 | . | 118 | 139 | 0 | 0 | 0 | 0 | 0 | 0 | 0 | 0 | 0 | . | 0 | 0 | 0 | 0 | 0 | 0 | 0 | 0 | 0 | 0 | 0 | . | 0 | 0 | 0 | 0 | 0 | 0 | 0 | 0 | 0 | 0 | 0 | . | 0 | 0 | -47 | -40 | -60 | -64 | -75 | -64 | -77 | -70 | -58 | . | -36 | -40 | 1424 | 1424 | 0 | 0 | -631 | 2020 | other | TRUE
60562 | N | . | GMP Solar - Panton Hybrid | Green Mountain Power Corp | 7601 | VT | NEW | NPCC |  | 22 | 1 | Electric Utility | PV | SUN | SUN | ISNE | M |  | 0 | 0 | 0 | 0 | 0 | 0 | 0 | 0 | 0 | . | 0 | 0 | 0 | 0 | 0 | 0 | 0 | 0 | 0 | 0 | 0 | . | 0 | 0 | 0 | 0 | 0 | 0 | 0 | 0 | 0 | 0 | 0 | . | 0 | 0 | 2323 | 4401 | 6926 | 7557 | 11152 | 8399 | 10836 | 9556 | 7101 | . | 2841 | 1622 | 2323 | 4401 | 6926 | 7557 | 11152 | 8399 | 10836 | 9556 | 7101 | . | 2841 | 1622 | 265 | 502 | 790 | 862 | 1272 | 958 | 1236 | 1090 | 810 | . | 324 | 185 | 0 | 0 | 72714 | 72714 | 8294 | 2020 | solar PV | TRUE
60563 | N | . | Flywheel Energy Storage System Microgrid | Kodiak Electric Assn Inc | 10433 | AK | PACN |  |  | 22 | 1 | Electric Utility | FW | MWH | OTH |  | A | megawatthours | 27 | 26 | 30 | 29 | 29 | 27 | 29 | 30 | 28 | 29 | 29 | 31 | 27 | 26 | 30 | 29 | 29 | 27 | 29 | 30 | 28 | 29 | 29 | 31 | 0 | 0 | 0 | 0 | 0 | 0 | 0 | 0 | 0 | 0 | 0 | 0 | 0 | 0 | 0 | 0 | 0 | 0 | 0 | 0 | 0 | 0 | 0 | 0 | 0 | 0 | 0 | 0 | 0 | 0 | 0 | 0 | 0 | 0 | 0 | 0 | -22.739 | -21.121 | -23.934 | -22.974 | -23.116 | -21.592 | -23.45 | -23.997 | -22.428 | -23.069 | -22.924 | -24.656 | 344 | 344 | 0 | 0 | -276 | 2020 | other | TRUE
60564 | N | . | Westside Energy Station | Rochester Public Utilities | 16181 | MN | WNC | MRO |  | 22 | 1 | Electric Utility | IC | NG | NG | MISO | A | mcf | 33198 | 23348 | 22651 | 20473 | 16248 | 24098 | 31839 | 23733 | 14568 | 20357 | 15823 | 24990 | 33198 | 23348 | 22651 | 20473 | 16248 | 24098 | 31839 | 23733 | 14568 | 20357 | 15823 | 24990 | 1.09 | 1.09 | 1.09 | 1.09 | 1.09 | 1.09 | 1.09 | 1.09 | 1.09 | 1.09 | 1.09 | 1.09 | 36186 | 25449 | 24690 | 22316 | 17710 | 26267 | 34705 | 25869 | 15879 | 22189 | 17247 | 27239 | 36186 | 25449 | 24690 | 22316 | 17710 | 26267 | 34705 | 25869 | 15879 | 22189 | 17247 | 27239 | 4275.821 | 3006.997 | 2917.236 | 2636.655 | 2092.551 | 3103.564 | 4100.488 | 3056.514 | 1876.218 | 2621.758 | 2037.786 | 3218.412 | 271326 | 271326 | 295746 | 295746 | 34944 | 2020 | natural gas peaker | TRUE
60565 | N | . | Borrego Springs Energy Storage | SDGE Batteries | 60336 | CA | PACC | WECC |  | 22 | 1 | Electric Utility | BA | MWH | OTH | CISO | A | megawatthours | 15 | 13 | 20 | 17 | 17 | 15 | 18 | 18 | 19 | 20 | 20 | 19 | 15 | 13 | 20 | 17 | 17 | 15 | 18 | 18 | 19 | 20 | 20 | 19 | 0 | 0 | 0 | 0 | 0 | 0 | 0 | 0 | 0 | 0 | 0 | 0 | 0 | 0 | 0 | 0 | 0 | 0 | 0 | 0 | 0 | 0 | 0 | 0 | 0 | 0 | 0 | 0 | 0 | 0 | 0 | 0 | 0 | 0 | 0 | 0 | -2.111 | -1.63 | -2.501 | -2.218 | -2.149 | -1.909 | -2.256 | -2.249 | -2.431 | -2.596 | -2.559 | -2.391 | 211 | 211 | 0 | 0 | -27 | 2020 | other | TRUE
60566 | N | . | Pala Energy Storage Yard | SDGE Batteries | 60336 | CA | PACC | WECC |  | 22 | 1 | Electric Utility | BA | MWH | OTH | CISO | A | megawatthours | 0 | 0 | 0 | 0 | 0 | 0 | 0 | 0 | 0 | 0 | 0 | 0 | 0 | 0 | 0 | 0 | 0 | 0 | 0 | 0 | 0 | 0 | 0 | 0 | 0 | 0 | 0 | 0 | 0 | 0 | 0 | 0 | 0 | 0 | 0 | 0 | 0 | 0 | 0 | 0 | 0 | 0 | 0 | 0 | 0 | 0 | 0 | 0 | 0 | 0 | 0 | 0 | 0 | 0 | 0 | 0 | 0 | 0 | 0 | 0 | 0 | 0 | 0 | 0 | 0 | 0 | 0 | 0 | 0 | 0 | 0 | 0 | 0 | 0 | 0 | 0 | 0 | 2020 | other | TRUE
60567 | N | . | Ortega Highway Energy Storage | SDGE Batteries | 60336 | CA | PACC | WECC |  | 22 | 1 | Electric Utility | BA | MWH | OTH | CISO | A | megawatthours | 0 | 0 | 0 | 0 | 0 | 0 | 0 | 0 | 0 | 0 | 0 | 0 | 0 | 0 | 0 | 0 | 0 | 0 | 0 | 0 | 0 | 0 | 0 | 0 | 0 | 0 | 0 | 0 | 0 | 0 | 0 | 0 | 0 | 0 | 0 | 0 | 0 | 0 | 0 | 0 | 0 | 0 | 0 | 0 | 0 | 0 | 0 | 0 | 0 | 0 | 0 | 0 | 0 | 0 | 0 | 0 | 0 | 0 | 0 | 0 | 0 | 0 | 0 | 0 | 0 | 0 | 0 | 0 | 0 | 0 | 0 | 0 | 0 | 0 | 0 | 0 | 0 | 2020 | other | TRUE
60568 | N | . | Canyon Crest Academy | SDGE Batteries | 60336 | CA | PACC | WECC |  | 22 | 1 | Electric Utility | BA | MWH | OTH | CISO | A | megawatthours | 19 | 15 | 23 | 20 | 20 | 17 | 21 | 21 | 22 | 24 | 23 | 22 | 19 | 15 | 23 | 20 | 20 | 17 | 21 | 21 | 22 | 24 | 23 | 22 | 0 | 0 | 0 | 0 | 0 | 0 | 0 | 0 | 0 | 0 | 0 | 0 | 0 | 0 | 0 | 0 | 0 | 0 | 0 | 0 | 0 | 0 | 0 | 0 | 0 | 0 | 0 | 0 | 0 | 0 | 0 | 0 | 0 | 0 | 0 | 0 | -2.188 | -1.691 | -2.594 | -2.3 | -2.229 | -1.979 | -2.34 | -2.332 | -2.521 | -2.693 | -2.654 | -2.479 | 247 | 247 | 0 | 0 | -28 | 2020 | other | TRUE
60569 | N | . | El Cajon Energy Storage | San Diego Gas & Electric Co | 16609 | CA | PACC | WECC |  | 22 | 1 | Electric Utility | BA | MWH | OTH | CISO | M | megawatthours | 127 | 421 | 522 | 317 | 396 | 442 | 378 | 434 | 531 | 453 | 568 | 592 | 127 | 421 | 522 | 317 | 396 | 442 | 378 | 434 | 531 | 453 | 568 | 592 | 0 | 0 | 0 | 0 | 0 | 0 | 0 | 0 | 0 | 0 | 0 | 0 | 0 | 0 | 0 | 0 | 0 | 0 | 0 | 0 | 0 | 0 | 0 | 0 | 0 | 0 | 0 | 0 | 0 | 0 | 0 | 0 | 0 | 0 | 0 | 0 | -22 | -56 | -69 | -26 | -55 | -64 | -59 | -58 | -83 | -41 | -75 | -90 | 5181 | 5181 | 0 | 0 | -698 | 2020 | other | TRUE
60570 | N | . | Escondido Energy Storage | San Diego Gas & Electric Co | 16609 | CA | PACC | WECC |  | 22 | 1 | Electric Utility | BA | MWH | OTH | CISO | M | megawatthours | 1230 | 3130 | 3156 | 2601 | 2689 | 2452 | 1772 | 2134 | 2998 | 2820 | 3052 | 2961 | 1230 | 3130 | 3156 | 2601 | 2689 | 2452 | 1772 | 2134 | 2998 | 2820 | 3052 | 2961 | 0 | 0 | 0 | 0 | 0 | 0 | 0 | 0 | 0 | 0 | 0 | 0 | 0 | 0 | 0 | 0 | 0 | 0 | 0 | 0 | 0 | 0 | 0 | 0 | 0 | 0 | 0 | 0 | 0 | 0 | 0 | 0 | 0 | 0 | 0 | 0 | -108 | -424 | -272 | -383 | -294 | -302 | -289 | -204 | -425 | -278 | -336 | -412 | 30995 | 30995 | 0 | 0 | -3727 | 2020 | other | TRUE
60571 | N | . | North City - Landfill Gas Engine North | City of San Diego | 16764 | CA | PACC | WECC |  | 22132 | 4 | Commercial NAICS Non-Cogen | IC | LFG | MLG | CISO | A | mcf | 13462 | 12109 | 12760 | 11942 | 12686 | 11692 | 13131 | 12537 | 12436 | 11968 | 12049 | 10761 | 13462 | 12109 | 12760 | 11942 | 12686 | 11692 | 13131 | 12537 | 12436 | 11968 | 12049 | 10761 | 0.53 | 0.53 | 0.53 | 0.53 | 0.53 | 0.53 | 0.53 | 0.53 | 0.53 | 0.53 | 0.53 | 0.53 | 7135 | 6418 | 6763 | 6329 | 6724 | 6197 | 6959 | 6645 | 6591 | 6343 | 6386 | 5703 | 7135 | 6418 | 6763 | 6329 | 6724 | 6197 | 6959 | 6645 | 6591 | 6343 | 6386 | 5703 | 576.135 | 518.243 | 546.076 | 511.077 | 542.907 | 500.385 | 561.991 | 536.564 | 532.21 | 512.203 | 515.655 | 460.554 | 147533 | 147533 | 78193 | 78193 | 6314 | 2020 | biomass | FALSE
60573 | N | . | HQC Rock River Solar Power Gen Station | HQC Rock River Solar Power Generation Station LLC | 60338 | WI | ENC | MRO |  | 22 | 2 | NAICS-22 Non-Cogen | PV | SUN | SUN | MISO | A |  | 0 | 0 | 0 | 0 | 0 | 0 | 0 | 0 | 0 | 0 | 0 | 0 | 0 | 0 | 0 | 0 | 0 | 0 | 0 | 0 | 0 | 0 | 0 | 0 | 0 | 0 | 0 | 0 | 0 | 0 | 0 | 0 | 0 | 0 | 0 | 0 | 705 | 1992 | 2140 | 3032 | 3449 | 3161 | 3895 | 3392 | 2274 | 1754 | 1179 | 790 | 705 | 1992 | 2140 | 3032 | 3449 | 3161 | 3895 | 3392 | 2274 | 1754 | 1179 | 790 | 80.469 | 227.217 | 244.126 | 345.883 | 393.441 | 360.528 | 444.319 | 386.949 | 259.375 | 200.042 | 134.519 | 90.132 | 0 | 0 | 27763 | 27763 | 3167 | 2020 | solar PV | TRUE
60574 | N | . | Great Western Wind Energy, LLC | EDF Renewable Asset Holdings, Inc. | 57170 | OK | WSC | MRO |  | 22 | 2 | NAICS-22 Non-Cogen | WT | WND | WND | SWPP | M |  | 0 | 0 | 0 | 0 | 0 | 0 | 0 | 0 | 0 | 0 | 0 | 0 | 0 | 0 | 0 | 0 | 0 | 0 | 0 | 0 | 0 | 0 | 0 | 0 | 0 | 0 | 0 | 0 | 0 | 0 | 0 | 0 | 0 | 0 | 0 | 0 | 727012 | 721024 | 757933 | 814560 | 693233 | 941251 | 550866 | 617521 | 595902 | 731939 | 846243 | 720726 | 727012 | 721024 | 757933 | 814560 | 693233 | 941251 | 550866 | 617521 | 595902 | 731939 | 846243 | 720726 | 82926 | 82243 | 86453 | 92912 | 79073 | 107363 | 62834 | 70437 | 67971 | 83488 | 96526 | 82209 | 0 | 0 | 8718210 | 8718210 | 994435 | 2020 | onshore wind | TRUE
60575 | N | . | Wadesboro Farm 2 | Wadesboro Farm 2, LLC | 60341 | NC | SAT | SERC |  | 22 | 2 | NAICS-22 Non-Cogen | PV | SUN | SUN | CPLE | A |  | 0 | 0 | 0 | 0 | 0 | 0 | 0 | 0 | 0 | 0 | 0 | 0 | 0 | 0 | 0 | 0 | 0 | 0 | 0 | 0 | 0 | 0 | 0 | 0 | 0 | 0 | 0 | 0 | 0 | 0 | 0 | 0 | 0 | 0 | 0 | 0 | 4712 | 4843 | 6194 | 8414 | 8420 | 8192 | 9163 | 7358 | 6231 | 6318 | 5284 | 4465 | 4712 | 4843 | 6194 | 8414 | 8420 | 8192 | 9163 | 7358 | 6231 | 6318 | 5284 | 4465 | 537.509 | 552.396 | 706.569 | 959.706 | 960.469 | 934.417 | 1045.216 | 839.265 | 710.789 | 720.616 | 602.696 | 509.352 | 0 | 0 | 79594 | 79594 | 9079 | 2020 | solar PV | TRUE
60576 | N | . | Wadesboro Farm 3 | Wadesboro Farm 3, LLC | 60342 | NC | SAT | SERC |  | 22 | 2 | NAICS-22 Non-Cogen | PV | SUN | SUN | CPLE | A |  | 0 | 0 | 0 | 0 | 0 | 0 | 0 | 0 | 0 | 0 | 0 | 0 | 0 | 0 | 0 | 0 | 0 | 0 | 0 | 0 | 0 | 0 | 0 | 0 | 0 | 0 | 0 | 0 | 0 | 0 | 0 | 0 | 0 | 0 | 0 | 0 | 4242 | 4359 | 5576 | 7573 | 7579 | 7374 | 8248 | 6623 | 5609 | 5687 | 4756 | 4019 | 4242 | 4359 | 5576 | 7573 | 7579 | 7374 | 8248 | 6623 | 5609 | 5687 | 4756 | 4019 | 483.811 | 497.211 | 635.982 | 863.831 | 864.518 | 841.068 | 940.798 | 755.422 | 639.78 | 648.626 | 542.486 | 458.467 | 0 | 0 | 71645 | 71645 | 8172 | 2020 | solar PV | TRUE
60577 | N | . | Hector Farm | Hector Farm, LLC | 60343 | NC | SAT | SERC |  | 22 | 2 | NAICS-22 Non-Cogen | PV | SUN | SUN | CPLE | A |  | 0 | 0 | 0 | 0 | 0 | 0 | 0 | 0 | 0 | 0 | 0 | 0 | 0 | 0 | 0 | 0 | 0 | 0 | 0 | 0 | 0 | 0 | 0 | 0 | 0 | 0 | 0 | 0 | 0 | 0 | 0 | 0 | 0 | 0 | 0 | 0 | 4712 | 4842 | 6194 | 8413 | 8420 | 8191 | 9162 | 7357 | 6231 | 6317 | 5283 | 4465 | 4712 | 4842 | 6194 | 8413 | 8420 | 8191 | 9162 | 7357 | 6231 | 6317 | 5283 | 4465 | 537.448 | 552.336 | 706.492 | 959.6 | 960.363 | 934.314 | 1045.101 | 839.173 | 710.711 | 720.536 | 602.63 | 509.296 | 0 | 0 | 79587 | 79587 | 9078 | 2020 | solar PV | TRUE
60578 | N | . | Kojak Farm | Kojak Farm, LLC | 60344 | NC | SAT | SERC |  | 22 | 2 | NAICS-22 Non-Cogen | PV | SUN | SUN | CPLE | A |  | 0 | 0 | 0 | 0 | 0 | 0 | 0 | 0 | 0 | 0 | 0 | 0 | 0 | 0 | 0 | 0 | 0 | 0 | 0 | 0 | 0 | 0 | 0 | 0 | 0 | 0 | 0 | 0 | 0 | 0 | 0 | 0 | 0 | 0 | 0 | 0 | 4395 | 4516 | 5777 | 7847 | 7853 | 7640 | 8546 | 6862 | 5811 | 5892 | 4928 | 4164 | 4395 | 4516 | 5777 | 7847 | 7853 | 7640 | 8546 | 6862 | 5811 | 5892 | 4928 | 4164 | 501.275 | 515.16 | 658.941 | 895.014 | 895.726 | 871.43 | 974.76 | 782.692 | 662.876 | 672.04 | 562.069 | 475.017 | 0 | 0 | 74231 | 74231 | 8467 | 2020 | solar PV | TRUE
60579 | N | . | Meriwether Farm | Meriwether Farm, LLC | 60345 | NC | SAT | SERC |  | 22 | 2 | NAICS-22 Non-Cogen | PV | SUN | SUN | CPLE | A |  | 0 | 0 | 0 | 0 | 0 | 0 | 0 | 0 | 0 | 0 | 0 | 0 | 0 | 0 | 0 | 0 | 0 | 0 | 0 | 0 | 0 | 0 | 0 | 0 | 0 | 0 | 0 | 0 | 0 | 0 | 0 | 0 | 0 | 0 | 0 | 0 | 4771 | 4904 | 6272 | 8519 | 8526 | 8295 | 9278 | 7450 | 6310 | 6397 | 5350 | 4522 | 4771 | 4904 | 6272 | 8519 | 8526 | 8295 | 9278 | 7450 | 6310 | 6397 | 5350 | 4522 | 544.256 | 559.332 | 715.441 | 971.757 | 972.529 | 946.15 | 1058.341 | 849.804 | 719.714 | 729.664 | 610.264 | 515.748 | 0 | 0 | 80594 | 80594 | 9193 | 2020 | solar PV | TRUE
60580 | N | . | Soluga Farms III | Soluga Farms III, LLC | 60346 | NC | SAT | SERC |  | 22 | 2 | NAICS-22 Non-Cogen | PV | SUN | SUN | CPLE | A |  | 0 | 0 | 0 | 0 | 0 | 0 | 0 | 0 | 0 | 0 | 0 | 0 | 0 | 0 | 0 | 0 | 0 | 0 | 0 | 0 | 0 | 0 | 0 | 0 | 0 | 0 | 0 | 0 | 0 | 0 | 0 | 0 | 0 | 0 | 0 | 0 | 4651 | 4779 | 6113 | 8303 | 8310 | 8085 | 9043 | 7261 | 6150 | 6235 | 5215 | 4407 | 4651 | 4779 | 6113 | 8303 | 8310 | 8085 | 9043 | 7261 | 6150 | 6235 | 5215 | 4407 | 530.461 | 545.156 | 697.308 | 947.127 | 947.88 | 922.17 | 1031.517 | 828.265 | 701.472 | 711.171 | 594.797 | 502.676 | 0 | 0 | 78552 | 78552 | 8960 | 2020 | solar PV | TRUE
60581 | N | . | Upton County Solar | Consolidated Edison Development Inc. | 56769 | TX | WSC | TRE |  | 22 | 2 | NAICS-22 Non-Cogen | PV | SUN | SUN | ERCO | M |  | 0 | 0 | 0 | 0 | 0 | 0 | 0 | 0 | 0 | 0 | 0 | 0 | 0 | 0 | 0 | 0 | 0 | 0 | 0 | 0 | 0 | 0 | 0 | 0 | 0 | 0 | 0 | 0 | 0 | 0 | 0 | 0 | 0 | 0 | 0 | 0 | 192541 | 183081 | 239278 | 267297 | 344385 | 343368 | 402546 | 309633 | 281868 | 200343 | 157035 | 167064 | 192541 | 183081 | 239278 | 267297 | 344385 | 343368 | 402546 | 309633 | 281868 | 200343 | 157035 | 167064 | 21962 | 20883 | 27293 | 30489 | 39282 | 39166 | 45916 | 35318 | 32151 | 22852 | 17912 | 19056 | 0 | 0 | 3088439 | 3088439 | 352280 | 2020 | solar PV | TRUE
60582 | N | . | CoTAL Solar Farm | FL Solar 1, LLC | 60348 | FL | SAT | SERC |  | 22 | 2 | NAICS-22 Non-Cogen | PV | SUN | SUN | TAL | A |  | 0 | 0 | 0 | 0 | 0 | 0 | 0 | 0 | 0 | 0 | 0 | 0 | 0 | 0 | 0 | 0 | 0 | 0 | 0 | 0 | 0 | 0 | 0 | 0 | 0 | 0 | 0 | 0 | 0 | 0 | 0 | 0 | 0 | 0 | 0 | 0 | 23401 | 25334 | 33767 | 30597 | 36096 | 31160 | 31948 | 30484 | 26399 | 25763 | 22538 | 24524 | 23401 | 25334 | 33767 | 30597 | 36096 | 31160 | 31948 | 30484 | 26399 | 25763 | 22538 | 24524 | 2669.262 | 2889.654 | 3851.564 | 3489.966 | 4117.241 | 3554.231 | 3644.106 | 3477.102 | 3011.13 | 2938.633 | 2570.8 | 2797.311 | 0 | 0 | 342011 | 342011 | 39011 | 2020 | solar PV | TRUE
60583 | N | . | LaFayette Solar Farm | AL Solar A, LLC | 60347 | AL | ESC | SERC |  | 22 | 2 | NAICS-22 Non-Cogen | PV | SUN | SUN | SOCO | M |  | 0 | 0 | 0 | 0 | 0 | 0 | 0 | 0 | 0 | 0 | 0 | 0 | 0 | 0 | 0 | 0 | 0 | 0 | 0 | 0 | 0 | 0 | 0 | 0 | 0 | 0 | 0 | 0 | 0 | 0 | 0 | 0 | 0 | 0 | 0 | 0 | 71591 | 73196 | 97016 | 148785 | 165074 | 141482 | 116768 | 131838 | 101837 | 91107 | 78745 | 77632 | 71591 | 73196 | 97016 | 148785 | 165074 | 141482 | 116768 | 131838 | 101837 | 91107 | 78745 | 77632 | 8166 | 8349 | 11066 | 16971 | 18829 | 16138 | 13319 | 15038 | 11616 | 10392 | 8982 | 8855 | 0 | 0 | 1295071 | 1295071 | 147721 | 2020 | solar PV | TRUE
60584 | N | . | Oceana Solar | Virginia Electric & Power Co | 19876 | VA | SAT | SERC |  | 22 | 1 | Electric Utility | PV | SUN | SUN | PJM | A |  | 0 | 0 | 0 | 0 | 0 | 0 | 0 | 0 | 0 | 0 | 0 | 0 | 0 | 0 | 0 | 0 | 0 | 0 | 0 | 0 | 0 | 0 | 0 | 0 | 0 | 0 | 0 | 0 | 0 | 0 | 0 | 0 | 0 | 0 | 0 | 0 | 14170 | 15199 | 21061 | 27047 | 28367 | 31425 | 34640 | 24344 | 20128 | 19357 | 15423 | 12068 | 14170 | 15199 | 21061 | 27047 | 28367 | 31425 | 34640 | 24344 | 20128 | 19357 | 15423 | 12068 | 1616.278 | 1733.666 | 2402.333 | 3085.091 | 3235.678 | 3584.509 | 3951.182 | 2776.743 | 2295.883 | 2207.928 | 1759.23 | 1376.479 | 0 | 0 | 263229 | 263229 | 30025 | 2020 | solar PV | TRUE
60585 | N | . | Mount Vernon Solar | Walton Electric Member Corp | 20065 | GA | SAT | SERC |  | 22 | 1 | Electric Utility | PV | SUN | SUN | SOCO | A |  | 0 | 0 | 0 | 0 | 0 | 0 | 0 | 0 | 0 | 0 | 0 | 0 | 0 | 0 | 0 | 0 | 0 | 0 | 0 | 0 | 0 | 0 | 0 | 0 | 0 | 0 | 0 | 0 | 0 | 0 | 0 | 0 | 0 | 0 | 0 | 0 | 912 | 940 | 1292 | 1579 | 1827 | 1548 | 1677 | 1526 | 1203 | 1228 | 1021 | 983 | 912 | 940 | 1292 | 1579 | 1827 | 1548 | 1677 | 1526 | 1203 | 1228 | 1021 | 983 | 104.044 | 107.198 | 147.385 | 180.106 | 208.354 | 176.608 | 191.251 | 174.101 | 137.265 | 140.089 | 116.497 | 112.102 | 0 | 0 | 15736 | 15736 | 1795 | 2020 | solar PV | TRUE
60586 | N | . | Pleasant Valley Solar | Walton Electric Member Corp | 20065 | GA | SAT | SERC |  | 22 | 1 | Electric Utility | PV | SUN | SUN | SOCO | A |  | 0 | 0 | 0 | 0 | 0 | 0 | 0 | 0 | 0 | 0 | 0 | 0 | 0 | 0 | 0 | 0 | 0 | 0 | 0 | 0 | 0 | 0 | 0 | 0 | 0 | 0 | 0 | 0 | 0 | 0 | 0 | 0 | 0 | 0 | 0 | 0 | 2147 | 2212 | 3041 | 3716 | 4298 | 3644 | 3946 | 3592 | 2832 | 2890 | 2403 | 2313 | 2147 | 2212 | 3041 | 3716 | 4298 | 3644 | 3946 | 3592 | 2832 | 2890 | 2403 | 2313 | 244.839 | 252.258 | 346.827 | 423.825 | 490.299 | 415.594 | 450.053 | 409.695 | 323.013 | 329.658 | 274.14 | 263.799 | 0 | 0 | 37034 | 37034 | 4224 | 2020 | solar PV | TRUE
60587 | N | . | Kelly Creek Wind Project | EDF Renewable Asset Holdings, Inc. | 57170 | IL | ENC | RFC |  | 22 | 2 | NAICS-22 Non-Cogen | WT | WND | WND | PJM | M |  | 0 | 0 | 0 | 0 | 0 | 0 | 0 | 0 | 0 | 0 | 0 | 0 | 0 | 0 | 0 | 0 | 0 | 0 | 0 | 0 | 0 | 0 | 0 | 0 | 0 | 0 | 0 | 0 | 0 | 0 | 0 | 0 | 0 | 0 | 0 | 0 | 514123 | 529720 | 552374 | 539898 | 439385 | 378428 | 193382 | 167686 | 375648 | 452246 | 676602 | 485315 | 514123 | 529720 | 552374 | 539898 | 439385 | 378428 | 193382 | 167686 | 375648 | 452246 | 676602 | 485315 | 58643 | 60422 | 63006 | 61583 | 50118 | 43165 | 22058 | 19127 | 42848 | 51585 | 77176 | 55357 | 0 | 0 | 5304807 | 5304807 | 605088 | 2020 | onshore wind | TRUE
60589 | N | . | CPV Fairview Energy Center | CPV Fairview, LLC | 60350 | PA | MAT | RFC |  | 22 | 2 | NAICS-22 Non-Cogen | CA | NG | NG | PJM | M | mcf | 263637 | 34376 | 62400 | 43447 | 24043 | 83535 | 251116 | 276655 | 215385 | 339030 | 260051 | 198960 | 263637 | 34376 | 62400 | 43447 | 24043 | 83535 | 251116 | 276655 | 215385 | 339030 | 260051 | 198960 | 1.054 | 1.054 | 1.054 | 1.05 | 1.05 | 1.05 | 1.05 | 1.052 | 1.052 | 1.05 | 1.051 | 1.052 | 277873 | 36232 | 65770 | 45619 | 25245 | 87712 | 263672 | 291041 | 226585 | 355982 | 273314 | 209306 | 277873 | 36232 | 65770 | 45619 | 25245 | 87712 | 263672 | 291041 | 226585 | 355982 | 273314 | 209306 | 231136 | 190423.81 | 215248.85 | 213419 | 104854 | 105845 | 246811 | 253540 | 236917 | 255258 | 175090 | 212174 | 2052635 | 2052635 | 2158351 | 2158351 | 2440716.7 | 2020 | natural gas nonpeaker - preexisting nonretiring | TRUE
60589 | N | . | CPV Fairview Energy Center | CPV Fairview, LLC | 60350 | PA | MAT | RFC |  | 22 | 2 | NAICS-22 Non-Cogen | CA | OG | OOG | PJM | M | mcf | 0 | 30275 | 0 | 0 | 0 | 0 | 0 | 0 | 0 | 0 | 0 | 0 | 0 | 30275 | 0 | 0 | 0 | 0 | 0 | 0 | 0 | 0 | 0 | 0 | 0 | 1.77 | 0 | 0 | 0 | 0 | 0 | 0 | 0 | 0 | 0 | 0 | 0 | 53587 | 0 | 0 | 0 | 0 | 0 | 0 | 0 | 0 | 0 | 0 | 0 | 53587 | 0 | 0 | 0 | 0 | 0 | 0 | 0 | 0 | 0 | 0 | 0 | 4142.194 | 5678.155 | 0 | 0 | 0 | 0 | 0 | 0 | 0 | 0 | 0 | 30275 | 30275 | 53587 | 53587 | 9820.349 | 2020 | other | TRUE
60589 | N | . | CPV Fairview Energy Center | CPV Fairview, LLC | 60350 | PA | MAT | RFC |  | 22 | 2 | NAICS-22 Non-Cogen | CT | NG | NG | PJM | M | mcf | 4001320 | 3728174 | 4089163 | 4087750 | 2006932 | 1930235 | 4172239 | 4297221 | 4076736 | 4157268 | 2914821 | 3806792 | 4001320 | 3728174 | 4089163 | 4087750 | 2006932 | 1930235 | 4172239 | 4297221 | 4076736 | 4157268 | 2914821 | 3806792 | 1.054 | 1.054 | 1.054 | 1.05 | 1.05 | 1.05 | 1.05 | 1.052 | 1.052 | 1.05 | 1.051 | 1.052 | 4217391 | 3929495 | 4309978 | 4292138 | 2107279 | 2026747 | 4380851 | 4520676 | 4288726 | 4365131 | 3063477 | 4004745 | 4217391 | 3929495 | 4309978 | 4292138 | 2107279 | 2026747 | 4380851 | 4520676 | 4288726 | 4365131 | 3063477 | 4004745 | 458989 | 433353.23 | 467666.93 | 466819 | 226604 | 214265 | 472650 | 489311 | 462323 | 474134 | 330888 | 433078 | 43268651 | 43268651 | 45506634 | 45506634 | 4930081.2 | 2020 | natural gas nonpeaker - preexisting nonretiring | TRUE
60589 | N | . | CPV Fairview Energy Center | CPV Fairview, LLC | 60350 | PA | MAT | RFC |  | 22 | 2 | NAICS-22 Non-Cogen | CT | OG | OOG | PJM | M | mcf | 0 | 18462 | 65960 | 0 | 0 | 0 | 0 | 0 | 0 | 0 | 0 | 0 | 0 | 18462 | 65960 | 0 | 0 | 0 | 0 | 0 | 0 | 0 | 0 | 0 | 0 | 1.77 | 1.75 | 0 | 0 | 0 | 0 | 0 | 0 | 0 | 0 | 0 | 0 | 32678 | 115430 | 0 | 0 | 0 | 0 | 0 | 0 | 0 | 0 | 0 | 0 | 32678 | 115430 | 0 | 0 | 0 | 0 | 0 | 0 | 0 | 0 | 0 | 0 | 3603.772 | 12525.075 | 0 | 0 | 0 | 0 | 0 | 0 | 0 | 0 | 0 | 84422 | 84422 | 148108 | 148108 | 16128.847 | 2020 | other | TRUE
60590 | N | . | Golden Fields Solar I, LLC | Golden Fields Solar I, LLC | 60352 | CA | PACC | WECC |  | 22 | 2 | NAICS-22 Non-Cogen | PV | SUN | SUN | CISO | M |  | 0 | 0 | 0 | 0 | 0 | 0 | 0 | 0 | 0 | 0 | 0 | 0 | 0 | 0 | 0 | 0 | 0 | 0 | 0 | 0 | 0 | 0 | 0 | 0 | 0 | 0 | 0 | 0 | 0 | 0 | 0 | 0 | 0 | 0 | 0 | 0 | 75677 | 92965 | 101750 | 121125 | 125289 | 115987 | 114734 | 95666 | 76852 | 70504 | 57266 | 47044 | 75677 | 92965 | 101750 | 121125 | 125289 | 115987 | 114734 | 95666 | 76852 | 70504 | 57266 | 47044 | 8632 | 10604 | 11606 | 13816 | 14291 | 13230 | 13087 | 10912 | 8766 | 8042 | 6532 | 5366 | 0 | 0 | 1094859 | 1094859 | 124884 | 2020 | solar PV | TRUE
60591 | N | . | Solar Star California, XLI, LLC | Solar Star California, XLI, LLC | 60353 | CA | PACC | WECC |  | 22 | 2 | NAICS-22 Non-Cogen | PV | SUN | SUN | CISO | M |  | 0 | 0 | 0 | 0 | 0 | 0 | 0 | 0 | 0 | 0 | 0 | 0 | 0 | 0 | 0 | 0 | 0 | 0 | 0 | 0 | 0 | 0 | 0 | 0 | 0 | 0 | 0 | 0 | 0 | 0 | 0 | 0 | 0 | 0 | 0 | 0 | 80411 | 96858 | 101724 | 124903 | 132855 | 109912 | 96463 | 81437 | 64876 | 60676 | 49656 | 39267 | 80411 | 96858 | 101724 | 124903 | 132855 | 109912 | 96463 | 81437 | 64876 | 60676 | 49656 | 39267 | 9172 | 11048 | 11603 | 14247 | 15154 | 12537 | 11003 | 9289 | 7400 | 6921 | 5664 | 4479 | 0 | 0 | 1039038 | 1039038 | 118517 | 2020 | solar PV | TRUE
60592 | N | . | Rush Springs Wind | Rush Springs Wind Project | 60819 | OK | WSC | MRO |  | 22 | 2 | NAICS-22 Non-Cogen | WT | WND | WND | SWPP | M |  | 0 | 0 | 0 | 0 | 0 | 0 | 0 | 0 | 0 | 0 | 0 | 0 | 0 | 0 | 0 | 0 | 0 | 0 | 0 | 0 | 0 | 0 | 0 | 0 | 0 | 0 | 0 | 0 | 0 | 0 | 0 | 0 | 0 | 0 | 0 | 0 | 797525 | 825246 | 757109 | 773960 | 641131 | 711197 | 498369 | 491802 | 468973 | 760897 | 872501 | 762229 | 797525 | 825246 | 757109 | 773960 | 641131 | 711197 | 498369 | 491802 | 468973 | 760897 | 872501 | 762229 | 90969 | 94131 | 86359 | 88281 | 73130 | 81122 | 56846 | 56097 | 53493 | 86791 | 99521 | 86943 | 0 | 0 | 8360939 | 8360939 | 953683 | 2020 | onshore wind | TRUE
60593 | N | . | UI RCP Woodbridge FC | United Illuminating Co | 19497 | CT | NEW | NPCC |  | 22 | 1 | Electric Utility | FC | NG | NG | ISNE | A | mcf | 13860 | 12988 | 11771 | 12050 | 10684 | 14284 | 17170 | 15298 | 13485 | 11007 | 12306 | 13882 | 13860 | 12988 | 11771 | 12050 | 10684 | 14284 | 17170 | 15298 | 13485 | 11007 | 12306 | 13882 | 1.034 | 1.034 | 1.034 | 1.034 | 1.034 | 1.034 | 1.034 | 1.034 | 1.034 | 1.034 | 1.034 | 1.034 | 14331 | 13430 | 12171 | 12460 | 11047 | 14770 | 17754 | 15818 | 13943 | 11381 | 12724 | 14354 | 14331 | 13430 | 12171 | 12460 | 11047 | 14770 | 17754 | 15818 | 13943 | 11381 | 12724 | 14354 | 1555.416 | 1457.518 | 1320.93 | 1352.311 | 1198.96 | 1602.956 | 1926.886 | 1716.759 | 1513.256 | 1235.236 | 1380.95 | 1557.822 | 158785 | 158785 | 164183 | 164183 | 17819 | 2020 | other | TRUE
60594 | N | . | Voyager Wind I | Terra-Gen Operating Co-Wind | 2770 | CA | PACC | WECC |  | 22 | 2 | NAICS-22 Non-Cogen | WT | WND | WND | CISO | M |  | 0 | 0 | 0 | 0 | 0 | 0 | 0 | 0 | 0 | 0 | 0 | 0 | 0 | 0 | 0 | 0 | 0 | 0 | 0 | 0 | 0 | 0 | 0 | 0 | 0 | 0 | 0 | 0 | 0 | 0 | 0 | 0 | 0 | 0 | 0 | 0 | 182248 | 182748 | 232869 | 410699 | 428820 | 397566 | 351075 | 354222 | 213249 | 227460 | 161550 | 165267 | 182248 | 182748 | 232869 | 410699 | 428820 | 397566 | 351075 | 354222 | 213249 | 227460 | 161550 | 165267 | 20788 | 20845 | 26562 | 46846 | 48913 | 45348 | 40045 | 40404 | 24324 | 25945 | 18427 | 18851 | 0 | 0 | 3307773 | 3307773 | 377298 | 2020 | onshore wind | TRUE
60597 | N | . | Wayne Solar III LLC | Wayne Solar III, LLC | 60802 | NC | SAT | SERC |  | 22 | 2 | NAICS-22 Non-Cogen | PV | SUN | SUN | DUK | A |  | 0 | 0 | 0 | 0 | 0 | 0 | 0 | 0 | 0 | 0 | 0 | 0 | 0 | 0 | 0 | 0 | 0 | 0 | 0 | 0 | 0 | 0 | 0 | 0 | 0 | 0 | 0 | 0 | 0 | 0 | 0 | 0 | 0 | 0 | 0 | 0 | 3946 | 4055 | 5187 | 7045 | 7051 | 6859 | 7673 | 6161 | 5218 | 5290 | 4424 | 3739 | 3946 | 4055 | 5187 | 7045 | 7051 | 6859 | 7673 | 6161 | 5218 | 5290 | 4424 | 3739 | 450.065 | 462.531 | 591.622 | 803.578 | 804.217 | 782.403 | 875.177 | 702.731 | 595.155 | 603.384 | 504.648 | 426.489 | 0 | 0 | 66648 | 66648 | 7602 | 2020 | solar PV | TRUE
60598 | N | . | Wayne Solar II LLC | Wayne Solar II, LLC | 60803 | NC | SAT | SERC |  | 22 | 2 | NAICS-22 Non-Cogen | PV | SUN | SUN | DUK | A |  | 0 | 0 | 0 | 0 | 0 | 0 | 0 | 0 | 0 | 0 | 0 | 0 | 0 | 0 | 0 | 0 | 0 | 0 | 0 | 0 | 0 | 0 | 0 | 0 | 0 | 0 | 0 | 0 | 0 | 0 | 0 | 0 | 0 | 0 | 0 | 0 | 4068 | 4181 | 5348 | 7264 | 7269 | 7072 | 7911 | 6352 | 5380 | 5454 | 4562 | 3855 | 4068 | 4181 | 5348 | 7264 | 7269 | 7072 | 7911 | 6352 | 5380 | 5454 | 4562 | 3855 | 464.035 | 476.89 | 609.989 | 828.525 | 829.184 | 806.693 | 902.347 | 724.547 | 613.632 | 622.115 | 520.314 | 439.729 | 0 | 0 | 68716 | 68716 | 7838 | 2020 | solar PV | TRUE
60599 | N | . | Duplin Solar I LLC (160 Houston Lane) | Duplin Solar I, LLC | 60804 | NC | SAT | SERC |  | 22 | 2 | NAICS-22 Non-Cogen | PV | SUN | SUN | DUK | A |  | 0 | 0 | 0 | 0 | 0 | 0 | 0 | 0 | 0 | 0 | 0 | 0 | 0 | 0 | 0 | 0 | 0 | 0 | 0 | 0 | 0 | 0 | 0 | 0 | 0 | 0 | 0 | 0 | 0 | 0 | 0 | 0 | 0 | 0 | 0 | 0 | 3685 | 3787 | 4844 | 6579 | 6584 | 6405 | 7165 | 5753 | 4872 | 4940 | 4132 | 3492 | 3685 | 3787 | 4844 | 6579 | 6584 | 6405 | 7165 | 5753 | 4872 | 4940 | 4132 | 3492 | 420.282 | 431.927 | 552.477 | 750.408 | 751.005 | 730.634 | 817.27 | 656.234 | 555.776 | 563.46 | 471.257 | 398.27 | 0 | 0 | 62238 | 62238 | 7099 | 2020 | solar PV | TRUE
60600 | N | . | Old Pageland Monroe Road Solar Farm | Cypress Creek Renewables | 61060 | NC | SAT | SERC |  | 22 | 2 | NAICS-22 Non-Cogen | PV | SUN | SUN | DUK | A |  | 0 | 0 | 0 | 0 | 0 | 0 | 0 | 0 | 0 | 0 | 0 | 0 | 0 | 0 | 0 | 0 | 0 | 0 | 0 | 0 | 0 | 0 | 0 | 0 | 0 | 0 | 0 | 0 | 0 | 0 | 0 | 0 | 0 | 0 | 0 | 0 | 4449 | 4572 | 5849 | 7944 | 7950 | 7735 | 8652 | 6947 | 5883 | 5965 | 4989 | 4216 | 4449 | 4572 | 5849 | 7944 | 7950 | 7735 | 8652 | 6947 | 5883 | 5965 | 4989 | 4216 | 507.492 | 521.549 | 667.112 | 906.113 | 906.834 | 882.236 | 986.848 | 792.398 | 671.096 | 680.374 | 569.04 | 480.908 | 0 | 0 | 75151 | 75151 | 8572 | 2020 | solar PV | TRUE
60601 | N | . | Bay Branch Solar | Sol Systems | 61677 | NC | SAT | SERC |  | 22 | 2 | NAICS-22 Non-Cogen | PV | SUN | SUN | CPLE | A |  | 0 | 0 | 0 | 0 | 0 | 0 | 0 | 0 | 0 | 0 | 0 | 0 | 0 | 0 | 0 | 0 | 0 | 0 | 0 | 0 | 0 | 0 | 0 | 0 | 0 | 0 | 0 | 0 | 0 | 0 | 0 | 0 | 0 | 0 | 0 | 0 | 5273 | 5419 | 6932 | 9416 | 9423 | 9167 | 10254 | 8234 | 6973 | 7070 | 5913 | 4997 | 5273 | 5419 | 6932 | 9416 | 9423 | 9167 | 10254 | 8234 | 6973 | 7070 | 5913 | 4997 | 601.507 | 618.168 | 790.698 | 1073.974 | 1074.828 | 1045.674 | 1169.666 | 939.193 | 795.42 | 806.417 | 674.457 | 569.998 | 0 | 0 | 89071 | 89071 | 10160 | 2020 | solar PV | TRUE
60602 | N | . | Wayne Solar I LLC | Wayne Solar I, LLC | 60805 | NC | SAT | SERC |  | 22 | 2 | NAICS-22 Non-Cogen | PV | SUN | SUN | DUK | A |  | 0 | 0 | 0 | 0 | 0 | 0 | 0 | 0 | 0 | 0 | 0 | 0 | 0 | 0 | 0 | 0 | 0 | 0 | 0 | 0 | 0 | 0 | 0 | 0 | 0 | 0 | 0 | 0 | 0 | 0 | 0 | 0 | 0 | 0 | 0 | 0 | 3540 | 3638 | 4653 | 6320 | 6325 | 6154 | 6883 | 5527 | 4681 | 4746 | 3969 | 3354 | 3540 | 3638 | 4653 | 6320 | 6325 | 6154 | 6883 | 5527 | 4681 | 4746 | 3969 | 3354 | 403.767 | 414.951 | 530.764 | 720.916 | 721.489 | 701.919 | 785.15 | 630.443 | 533.933 | 541.315 | 452.736 | 382.617 | 0 | 0 | 59790 | 59790 | 6820 | 2020 | solar PV | TRUE
60603 | N | . | Jacobson 5 MW Solar | UNS Electric, Inc | 19728 | AZ | MTN | WECC |  | 22 | 1 | Electric Utility | PV | SUN | SUN | TEPC | A |  | 0 | 0 | 0 | 0 | 0 | 0 | 0 | 0 | 0 | 0 | 0 | 0 | 0 | 0 | 0 | 0 | 0 | 0 | 0 | 0 | 0 | 0 | 0 | 0 | 0 | 0 | 0 | 0 | 0 | 0 | 0 | 0 | 0 | 0 | 0 | 0 | 4462 | 5153 | 5814 | 7771 | 8418 | 8043 | 8059 | 7409 | 6694 | 6311 | 4507 | 4001 | 4462 | 5153 | 5814 | 7771 | 8418 | 8043 | 8059 | 7409 | 6694 | 6311 | 4507 | 4001 | 508.93 | 587.721 | 663.13 | 886.442 | 960.186 | 917.362 | 919.242 | 845.115 | 763.583 | 719.852 | 514.091 | 456.346 | 0 | 0 | 76642 | 76642 | 8742 | 2020 | solar PV | TRUE
60604 | N | . | Wye Mills VNEM CSG | Tesla Inc. | 60947 | MD | SAT | RFC |  | 22 | 2 | NAICS-22 Non-Cogen | PV | SUN | SUN | PJM | A |  | 0 | 0 | 0 | 0 | 0 | 0 | 0 | 0 | 0 | 0 | 0 | 0 | 0 | 0 | 0 | 0 | 0 | 0 | 0 | 0 | 0 | 0 | 0 | 0 | 0 | 0 | 0 | 0 | 0 | 0 | 0 | 0 | 0 | 0 | 0 | 0 | 7546 | 8572 | 10889 | 12215 | 13964 | 15046 | 14949 | 12463 | 11059 | 9491 | 8571 | 6319 | 7546 | 8572 | 10889 | 12215 | 13964 | 15046 | 14949 | 12463 | 11059 | 9491 | 8571 | 6319 | 860.753 | 977.726 | 1242.087 | 1393.318 | 1592.745 | 1716.23 | 1705.158 | 1421.584 | 1261.43 | 1082.584 | 977.661 | 720.724 | 0 | 0 | 131084 | 131084 | 14952 | 2020 | solar PV | TRUE
60605 | N | . | CMEEC - Rogers Rd Solar | Tesla Inc. | 60947 | CT | NEW | NPCC |  | 22 | 2 | NAICS-22 Non-Cogen | PV | SUN | SUN | ISNE | A |  | 0 | 0 | 0 | 0 | 0 | 0 | 0 | 0 | 0 | 0 | 0 | 0 | 0 | 0 | 0 | 0 | 0 | 0 | 0 | 0 | 0 | 0 | 0 | 0 | 0 | 0 | 0 | 0 | 0 | 0 | 0 | 0 | 0 | 0 | 0 | 0 | 690 | 812 | 1157 | 1089 | 1527 | 1453 | 1442 | 1325 | 1211 | 861 | 722 | 503 | 690 | 812 | 1157 | 1089 | 1527 | 1453 | 1442 | 1325 | 1211 | 861 | 722 | 503 | 78.751 | 92.577 | 132.011 | 124.222 | 174.22 | 165.702 | 164.43 | 151.092 | 138.093 | 98.201 | 82.383 | 57.318 | 0 | 0 | 12792 | 12792 | 1459 | 2020 | solar PV | TRUE
60607 | N | . | CMEEC - Polaris Park Solar Hybrid | Tesla Inc. | 60947 | CT | NEW | NPCC |  | 22 | 2 | NAICS-22 Non-Cogen | BA | MWH | OTH | ISNE | A | megawatthours | 0 | 0 | 0 | 0 | 0 | 0 | 0 | 0 | 0 | 0 | 0 | 0 | 0 | 0 | 0 | 0 | 0 | 0 | 0 | 0 | 0 | 0 | 0 | 0 | 0 | 0 | 0 | 0 | 0 | 0 | 0 | 0 | 0 | 0 | 0 | 0 | 0 | 0 | 0 | 0 | 0 | 0 | 0 | 0 | 0 | 0 | 0 | 0 | 0 | 0 | 0 | 0 | 0 | 0 | 0 | 0 | 0 | 0 | 0 | 0 | 0 | 0 | 0 | 0 | 0 | 0 | 0 | 0 | 0 | 0 | 0 | 0 | 0 | 0 | 0 | 0 | 0 | 2020 | other | TRUE
60607 | N | . | CMEEC - Polaris Park Solar Hybrid | Tesla Inc. | 60947 | CT | NEW | NPCC |  | 22 | 2 | NAICS-22 Non-Cogen | PV | SUN | SUN | ISNE | A |  | 0 | 0 | 0 | 0 | 0 | 0 | 0 | 0 | 0 | 0 | 0 | 0 | 0 | 0 | 0 | 0 | 0 | 0 | 0 | 0 | 0 | 0 | 0 | 0 | 0 | 0 | 0 | 0 | 0 | 0 | 0 | 0 | 0 | 0 | 0 | 0 | 2672 | 3141 | 4479 | 4214 | 5911 | 5622 | 5578 | 5126 | 4685 | 3332 | 2795 | 1945 | 2672 | 3141 | 4479 | 4214 | 5911 | 5622 | 5578 | 5126 | 4685 | 3332 | 2795 | 1945 | 304.745 | 358.251 | 510.854 | 480.712 | 674.193 | 641.231 | 636.305 | 584.693 | 534.387 | 380.015 | 318.805 | 221.809 | 0 | 0 | 49500 | 49500 | 5646 | 2020 | solar PV | TRUE
60608 | N | . | CMEEC - Navy NE Trident | Tesla Inc. | 60947 | CT | NEW | NPCC |  | 22 | 2 | NAICS-22 Non-Cogen | PV | SUN | SUN | ISNE | A |  | 0 | 0 | 0 | 0 | 0 | 0 | 0 | 0 | 0 | 0 | 0 | 0 | 0 | 0 | 0 | 0 | 0 | 0 | 0 | 0 | 0 | 0 | 0 | 0 | 0 | 0 | 0 | 0 | 0 | 0 | 0 | 0 | 0 | 0 | 0 | 0 | 662 | 779 | 1111 | 1045 | 1466 | 1394 | 1383 | 1271 | 1162 | 826 | 693 | 482 | 662 | 779 | 1111 | 1045 | 1466 | 1394 | 1383 | 1271 | 1162 | 826 | 693 | 482 | 75.565 | 88.833 | 126.673 | 119.199 | 167.175 | 159.002 | 157.78 | 144.982 | 132.508 | 94.23 | 79.052 | 55.001 | 0 | 0 | 12274 | 12274 | 1400 | 2020 | solar PV | TRUE
60609 | N | . | CMEEC - Norwich Stott St Solar Hybrid | Tesla Inc. | 60947 | CT | NEW | NPCC |  | 22 | 2 | NAICS-22 Non-Cogen | BA | MWH | OTH | ISNE | A | megawatthours | 0 | 0 | 0 | 0 | 0 | 0 | 0 | 0 | 0 | 0 | 0 | 0 | 0 | 0 | 0 | 0 | 0 | 0 | 0 | 0 | 0 | 0 | 0 | 0 | 0 | 0 | 0 | 0 | 0 | 0 | 0 | 0 | 0 | 0 | 0 | 0 | 0 | 0 | 0 | 0 | 0 | 0 | 0 | 0 | 0 | 0 | 0 | 0 | 0 | 0 | 0 | 0 | 0 | 0 | 0 | 0 | 0 | 0 | 0 | 0 | 0 | 0 | 0 | 0 | 0 | 0 | 0 | 0 | 0 | 0 | 0 | 0 | 0 | 0 | 0 | 0 | 0 | 2020 | other | TRUE
60609 | N | . | CMEEC - Norwich Stott St Solar Hybrid | Tesla Inc. | 60947 | CT | NEW | NPCC |  | 22 | 2 | NAICS-22 Non-Cogen | PV | SUN | SUN | ISNE | A |  | 0 | 0 | 0 | 0 | 0 | 0 | 0 | 0 | 0 | 0 | 0 | 0 | 0 | 0 | 0 | 0 | 0 | 0 | 0 | 0 | 0 | 0 | 0 | 0 | 0 | 0 | 0 | 0 | 0 | 0 | 0 | 0 | 0 | 0 | 0 | 0 | 2465 | 2898 | 4133 | 3889 | 5454 | 5188 | 5148 | 4730 | 4323 | 3074 | 2579 | 1794 | 2465 | 2898 | 4133 | 3889 | 5454 | 5188 | 5148 | 4730 | 4323 | 3074 | 2579 | 1794 | 281.211 | 330.585 | 471.405 | 443.59 | 622.13 | 591.713 | 587.168 | 539.542 | 493.12 | 350.669 | 294.186 | 204.681 | 0 | 0 | 45675 | 45675 | 5210 | 2020 | solar PV | TRUE
60610 | N | . | St. Mary Clean Energy Center | Cleco Power LLC | 3265 | LA | WSC | SERC |  | 22 | 1 | Electric Utility | OT | WH | OTH | MISO | A |  | 0 | 0 | 0 | 0 | 0 | 0 | 0 | 0 | 0 | 0 | 0 | 0 | 0 | 0 | 0 | 0 | 0 | 0 | 0 | 0 | 0 | 0 | 0 | 0 | 0 | 0 | 0 | 0 | 0 | 0 | 0 | 0 | 0 | 0 | 0 | 0 | 137462 | 129576 | 121210 | 116252 | 104067 | 115916 | 130015 | 154831 | 135106 | 153562 | 142237 | 134881 | 137462 | 129576 | 121210 | 116252 | 104067 | 115916 | 130015 | 154831 | 135106 | 153562 | 142237 | 134881 | 15679.462 | 14780.017 | 13825.659 | 13260.206 | 11870.267 | 13221.868 | 14829.995 | 17660.604 | 15410.792 | 17515.935 | 16224.146 | 15385.049 | 0 | 0 | 1575115 | 1575115 | 179664 | 2020 | other | TRUE
60610 | N | . | St. Mary Clean Energy Center | Cleco Power LLC | 3265 | LA | WSC | SERC |  | 22 | 1 | Electric Utility | ST | WH | OTH | MISO | A |  | 0 | 0 | 0 | 0 | 0 | 0 | 0 | 0 | 0 | 0 | 0 | 0 | 0 | 0 | 0 | 0 | 0 | 0 | 0 | 0 | 0 | 0 | 0 | 0 | 0 | 0 | 0 | 0 | 0 | 0 | 0 | 0 | 0 | 0 | 0 | 0 | 0 | 0 | 0 | 0 | 0 | 0 | 0 | 0 | 0 | 0 | 0 | 0 | 0 | 0 | 0 | 0 | 0 | 0 | 0 | 0 | 0 | 0 | 0 | 0 | 0 | 0 | 0 | 0 | 0 | 0 | 0 | 0 | 0 | 0 | 0 | 0 | 0 | 0 | 0 | 0 | 0 | 2020 | other | TRUE
60611 | N | . | Summit Farms Solar | Summit Farms Solar, LLC | 60359 | NC | SAT | SERC |  | 22 | 2 | NAICS-22 Non-Cogen | PV | SUN | SUN | PJM | M |  | 0 | 0 | 0 | 0 | 0 | 0 | 0 | 0 | 0 | 0 | 0 | 0 | 0 | 0 | 0 | 0 | 0 | 0 | 0 | 0 | 0 | 0 | 0 | 0 | 0 | 0 | 0 | 0 | 0 | 0 | 0 | 0 | 0 | 0 | 0 | 0 | 61764 | 64595 | 85224 | 108579 | 108720 | 118109 | 136958 | 99374 | 71644 | 70154 | 72196 | 58599 | 61764 | 64595 | 85224 | 108579 | 108720 | 118109 | 136958 | 99374 | 71644 | 70154 | 72196 | 58599 | 7045 | 7368 | 9721 | 12385 | 12401 | 13472 | 15622 | 11335 | 8172 | 8002 | 8235 | 6684 | 0 | 0 | 1055916 | 1055916 | 120442 | 2020 | solar PV | TRUE
60612 | N | . | Morin Solar 2013 LLC | CVI CleanCapital Solar 6 | 63621 | MA | NEW | NPCC |  | 22 | 2 | NAICS-22 Non-Cogen | PV | SUN | SUN | ISNE | A |  | 0 | 0 | 0 | 0 | 0 | 0 | 0 | 0 | 0 | 0 | 0 | 0 | 0 | 0 | 0 | 0 | 0 | 0 | 0 | 0 | 0 | 0 | 0 | 0 | 0 | 0 | 0 | 0 | 0 | 0 | 0 | 0 | 0 | 0 | 0 | 0 | 2324 | 3044 | 4631 | 4440 | 6260 | 5914 | 5824 | 5506 | 4780 | 3476 | 2486 | 1892 | 2324 | 3044 | 4631 | 4440 | 6260 | 5914 | 5824 | 5506 | 4780 | 3476 | 2486 | 1892 | 265.046 | 347.167 | 528.243 | 506.481 | 714.042 | 674.624 | 664.359 | 628.02 | 545.283 | 396.439 | 283.523 | 215.773 | 0 | 0 | 50577 | 50577 | 5769 | 2020 | solar PV | TRUE
60613 | N | . | Brookfield Solar 2013 LLC | CVI CleanCapital Solar 6 | 63621 | MA | NEW | NPCC |  | 22 | 2 | NAICS-22 Non-Cogen | PV | SUN | SUN | ISNE | A |  | 0 | 0 | 0 | 0 | 0 | 0 | 0 | 0 | 0 | 0 | 0 | 0 | 0 | 0 | 0 | 0 | 0 | 0 | 0 | 0 | 0 | 0 | 0 | 0 | 0 | 0 | 0 | 0 | 0 | 0 | 0 | 0 | 0 | 0 | 0 | 0 | 1102 | 1443 | 2196 | 2106 | 2969 | 2805 | 2762 | 2611 | 2267 | 1648 | 1179 | 897 | 1102 | 1443 | 2196 | 2106 | 2969 | 2805 | 2762 | 2611 | 2267 | 1648 | 1179 | 897 | 125.701 | 164.647 | 250.524 | 240.203 | 338.641 | 319.946 | 315.078 | 297.844 | 258.606 | 188.015 | 134.463 | 102.332 | 0 | 0 | 23985 | 23985 | 2736 | 2020 | solar PV | TRUE
60614 | N | . | WYM 1250 Palmer LLC | CVI CleanCapital Solar 6 | 63621 | MA | NEW | NPCC |  | 22 | 2 | NAICS-22 Non-Cogen | PV | SUN | SUN | ISNE | A |  | 0 | 0 | 0 | 0 | 0 | 0 | 0 | 0 | 0 | 0 | 0 | 0 | 0 | 0 | 0 | 0 | 0 | 0 | 0 | 0 | 0 | 0 | 0 | 0 | 0 | 0 | 0 | 0 | 0 | 0 | 0 | 0 | 0 | 0 | 0 | 0 | 538 | 704 | 1072 | 1028 | 1449 | 1369 | 1348 | 1274 | 1106 | 804 | 575 | 438 | 538 | 704 | 1072 | 1028 | 1449 | 1369 | 1348 | 1274 | 1106 | 804 | 575 | 438 | 61.333 | 80.338 | 122.24 | 117.204 | 165.236 | 156.114 | 153.739 | 145.33 | 126.184 | 91.74 | 65.61 | 49.932 | 0 | 0 | 11705 | 11705 | 1335 | 2020 | solar PV | TRUE
60615 | N | . | Southern Sky Renew Energy Berkley LLC | Southern Sky Renewable Energy Berkley, LLC | 60809 | MA | NEW | NPCC |  | 22 | 2 | NAICS-22 Non-Cogen | PV | SUN | SUN | ISNE | A |  | 0 | 0 | 0 | 0 | 0 | 0 | 0 | 0 | 0 | 0 | 0 | 0 | 0 | 0 | 0 | 0 | 0 | 0 | 0 | 0 | 0 | 0 | 0 | 0 | 0 | 0 | 0 | 0 | 0 | 0 | 0 | 0 | 0 | 0 | 0 | 0 | 1678 | 2197 | 3343 | 3206 | 4519 | 4270 | 4205 | 3975 | 3451 | 2509 | 1795 | 1366 | 1678 | 2197 | 3343 | 3206 | 4519 | 4270 | 4205 | 3975 | 3451 | 2509 | 1795 | 1366 | 191.353 | 250.641 | 381.372 | 365.66 | 515.511 | 487.053 | 479.642 | 453.407 | 393.674 | 286.214 | 204.693 | 155.78 | 0 | 0 | 36514 | 36514 | 4165 | 2020 | solar PV | TRUE
60616 | N | . | BC Solar | BC Solar | 60358 | OR | PACC | WECC |  | 22 | 2 | NAICS-22 Non-Cogen | PV | SUN | SUN | PACW | A |  | 0 | 0 | 0 | 0 | 0 | 0 | 0 | 0 | 0 | 0 | 0 | 0 | 0 | 0 | 0 | 0 | 0 | 0 | 0 | 0 | 0 | 0 | 0 | 0 | 0 | 0 | 0 | 0 | 0 | 0 | 0 | 0 | 0 | 0 | 0 | 0 | 4068 | 10556 | 12109 | 17695 | 17453 | 19641 | 21441 | 18433 | 14165 | 12413 | 6139 | 5032 | 4068 | 10556 | 12109 | 17695 | 17453 | 19641 | 21441 | 18433 | 14165 | 12413 | 6139 | 5032 | 464.002 | 1204.024 | 1381.247 | 2018.418 | 1990.791 | 2240.384 | 2445.635 | 2102.55 | 1615.775 | 1415.931 | 700.283 | 573.96 | 0 | 0 | 159145 | 159145 | 18153 | 2020 | solar PV | TRUE
60617 | N | . | AEP Churubusco NaS | Indiana Michigan Power Co | 9324 | IN | ENC | RFC |  | 22 | 1 | Electric Utility | BA | MWH | OTH | PJM | A | megawatthours | 0 | 0 | 0 | 0 | 0 | 0 | 0 | 0 | 0 | 0 | 0 | 0 | 0 | 0 | 0 | 0 | 0 | 0 | 0 | 0 | 0 | 0 | 0 | 0 | 0 | 0 | 0 | 0 | 0 | 0 | 0 | 0 | 0 | 0 | 0 | 0 | 0 | 0 | 0 | 0 | 0 | 0 | 0 | 0 | 0 | 0 | 0 | 0 | 0 | 0 | 0 | 0 | 0 | 0 | 0 | 0 | 0 | 0 | 0 | 0 | 0 | 0 | 0 | 0 | 0 | 0 | 0 | 0 | 0 | 0 | 0 | 0 | 0 | 0 | 0 | 0 | 0 | 2020 | other | TRUE
60618 | N | . | AEP Bluffton NaS | Ohio Power Co | 14006 | OH | ENC | RFC |  | 22 | 1 | Electric Utility | BA | MWH | OTH | PJM | A | megawatthours | 90 | 82 | 88 | 90 | 97 | 90 | 97 | 102 | 94 | 99 | 98 | 110 | 90 | 82 | 88 | 90 | 97 | 90 | 97 | 102 | 94 | 99 | 98 | 110 | 0 | 0 | 0 | 0 | 0 | 0 | 0 | 0 | 0 | 0 | 0 | 0 | 0 | 0 | 0 | 0 | 0 | 0 | 0 | 0 | 0 | 0 | 0 | 0 | 0 | 0 | 0 | 0 | 0 | 0 | 0 | 0 | 0 | 0 | 0 | 0 | -86.869 | -78.457 | -83.841 | -86.198 | -92.586 | -85.968 | -92.262 | -97.816 | -89.455 | -94.926 | -93.412 | -105.21 | 1137 | 1137 | 0 | 0 | -1087 | 2020 | other | TRUE
60619 | N | . | Rush Creek Wind | Public Service Co of Colorado | 15466 | CO | MTN | WECC |  | 22 | 1 | Electric Utility | WT | WND | WND | PSCO | M |  | 0 | 0 | 0 | 0 | 0 | 0 | 0 | 0 | 0 | 0 | 0 | 0 | 0 | 0 | 0 | 0 | 0 | 0 | 0 | 0 | 0 | 0 | 0 | 0 | 0 | 0 | 0 | 0 | 0 | 0 | 0 | 0 | 0 | 0 | 0 | 0 | 1801294 | 1417580 | 905184 | 1416528 | 2048532 | 1397109 | 1559860 | 1529465 | 1386957 | 997553 | 1470918 | 1816242 | 1801294 | 1417580 | 905184 | 1416528 | 2048532 | 1397109 | 1559860 | 1529465 | 1386957 | 997553 | 1470918 | 1816242 | 205463 | 161695 | 103249 | 161575 | 233664 | 159360 | 177924 | 174457 | 158202 | 113785 | 167779 | 207168 | 0 | 0 | 17747222 | 17747222 | 2024321 | 2020 | onshore wind | TRUE
60620 | N | . | Ninnescah Wind Energy, LLC | Ninnescah Wind Energy LLC | 60364 | KS | WNC | MRO |  | 22 | 2 | NAICS-22 Non-Cogen | WT | WND | WND | SWPP | M |  | 0 | 0 | 0 | 0 | 0 | 0 | 0 | 0 | 0 | 0 | 0 | 0 | 0 | 0 | 0 | 0 | 0 | 0 | 0 | 0 | 0 | 0 | 0 | 0 | 0 | 0 | 0 | 0 | 0 | 0 | 0 | 0 | 0 | 0 | 0 | 0 | 624763 | 658191 | 606861 | 654930 | 567847 | 841579 | 495064 | 538864 | 557336 | 654264 | 736779 | 609824 | 624763 | 658191 | 606861 | 654930 | 567847 | 841579 | 495064 | 538864 | 557336 | 654264 | 736779 | 609824 | 71263 | 75076 | 69221 | 74704 | 64771 | 95994 | 56469 | 61465 | 63572 | 74628 | 84040 | 69559 | 0 | 0 | 7546302 | 7546302 | 860762 | 2020 | onshore wind | TRUE
60621 | N | . | Worcester Landfill | City of Worcester DPW | 60369 | MA | NEW | NPCC |  | 22 | 2 | NAICS-22 Non-Cogen | PV | SUN | SUN | ISNE | A |  | 0 | 0 | 0 | 0 | 0 | 0 | 0 | 0 | 0 | 0 | 0 | 0 | 0 | 0 | 0 | 0 | 0 | 0 | 0 | 0 | 0 | 0 | 0 | 0 | 0 | 0 | 0 | 0 | 0 | 0 | 0 | 0 | 0 | 0 | 0 | 0 | 2266 | 2968 | 4516 | 4330 | 6105 | 5768 | 5680 | 5369 | 4662 | 3389 | 2424 | 1845 | 2266 | 2968 | 4516 | 4330 | 6105 | 5768 | 5680 | 5369 | 4662 | 3389 | 2424 | 1845 | 258.476 | 338.561 | 515.149 | 493.927 | 696.343 | 657.902 | 647.891 | 612.453 | 531.767 | 386.612 | 276.495 | 210.424 | 0 | 0 | 49322 | 49322 | 5626 | 2020 | solar PV | TRUE
60622 | N | . | DG AMP Solar Bowling Green | DG AMP Solar, LLC | 60370 | OH | ENC | RFC |  | 22 | 2 | NAICS-22 Non-Cogen | PV | SUN | SUN | PJM | A |  | 0 | 0 | 0 | 0 | 0 | 0 | 0 | 0 | 0 | 0 | 0 | 0 | 0 | 0 | 0 | 0 | 0 | 0 | 0 | 0 | 0 | 0 | 0 | 0 | 0 | 0 | 0 | 0 | 0 | 0 | 0 | 0 | 0 | 0 | 0 | 0 | 10021 | 19045 | 20969 | 30598 | 35739 | 46805 | 45725 | 43421 | 35668 | 23367 | 20256 | 10176 | 10021 | 19045 | 20969 | 30598 | 35739 | 46805 | 45725 | 43421 | 35668 | 23367 | 20256 | 10176 | 1143.063 | 2172.36 | 2391.763 | 3490.131 | 4076.56 | 5338.804 | 5215.559 | 4952.817 | 4068.434 | 2665.339 | 2310.502 | 1160.668 | 0 | 0 | 341790 | 341790 | 38986 | 2020 | solar PV | TRUE
60623 | N | . | Brantley Solar | John Laing US Solar Corp. | 61694 | NC | SAT | SERC |  | 22 | 2 | NAICS-22 Non-Cogen | PV | SUN | SUN | DUK | M |  | 0 | 0 | 0 | 0 | 0 | 0 | 0 | 0 | 0 | 0 | 0 | 0 | 0 | 0 | 0 | 0 | 0 | 0 | 0 | 0 | 0 | 0 | 0 | 0 | 0 | 0 | 0 | 0 | 0 | 0 | 0 | 0 | 0 | 0 | 0 | 0 | 56363 | 51024 | 65910 | 88766 | 84076 | 88275 | 100058 | 80858 | 68733 | 71521 | 62553 | 54645 | 56363 | 51024 | 65910 | 88766 | 84076 | 88275 | 100058 | 80858 | 68733 | 71521 | 62553 | 54645 | 6429 | 5820 | 7518 | 10125 | 9590 | 10069 | 11413 | 9223 | 7840 | 8158 | 7135 | 6233 | 0 | 0 | 872782 | 872782 | 99553 | 2020 | solar PV | TRUE
60624 | N | . | Fox Creek Solar | John Laing US Solar Corp. | 61694 | NC | SAT | SERC |  | 22 | 2 | NAICS-22 Non-Cogen | PV | SUN | SUN | DUK | M |  | 0 | 0 | 0 | 0 | 0 | 0 | 0 | 0 | 0 | 0 | 0 | 0 | 0 | 0 | 0 | 0 | 0 | 0 | 0 | 0 | 0 | 0 | 0 | 0 | 0 | 0 | 0 | 0 | 0 | 0 | 0 | 0 | 0 | 0 | 0 | 0 | 49437 | 44168 | 60466 | 83067 | 80428 | 82971 | 90353 | 76071 | 67173 | 63850 | 55206 | 47158 | 49437 | 44168 | 60466 | 83067 | 80428 | 82971 | 90353 | 76071 | 67173 | 63850 | 55206 | 47158 | 5639 | 5038 | 6897 | 9475 | 9174 | 9464 | 10306 | 8677 | 7662 | 7283 | 6297 | 5379 | 0 | 0 | 800348 | 800348 | 91291 | 2020 | solar PV | TRUE
60625 | N | . | Renew Canal 1 CSG LLC | NRG Renew Canal 1 LLC | 60365 | MA | NEW | NPCC |  | 22 | 2 | NAICS-22 Non-Cogen | PV | SUN | SUN | ISNE | A |  | 0 | 0 | 0 | 0 | 0 | 0 | 0 | 0 | 0 | 0 | 0 | 0 | 0 | 0 | 0 | 0 | 0 | 0 | 0 | 0 | 0 | 0 | 0 | 0 | 0 | 0 | 0 | 0 | 0 | 0 | 0 | 0 | 0 | 0 | 0 | 0 | 768 | 1006 | 1530 | 1467 | 2068 | 1954 | 1924 | 1819 | 1579 | 1148 | 821 | 625 | 768 | 1006 | 1530 | 1467 | 2068 | 1954 | 1924 | 1819 | 1579 | 1148 | 821 | 625 | 87.569 | 114.699 | 174.524 | 167.335 | 235.91 | 222.887 | 219.495 | 207.489 | 180.154 | 130.978 | 93.672 | 71.288 | 0 | 0 | 16709 | 16709 | 1906 | 2020 | solar PV | TRUE
60629 | N | . | Perkins Solar, LLC | Cypress Creek Renewables | 61060 | NC | SAT | SERC |  | 22 | 2 | NAICS-22 Non-Cogen | PV | SUN | SUN | DUK | A |  | 0 | 0 | 0 | 0 | 0 | 0 | 0 | 0 | 0 | 0 | 0 | 0 | 0 | 0 | 0 | 0 | 0 | 0 | 0 | 0 | 0 | 0 | 0 | 0 | 0 | 0 | 0 | 0 | 0 | 0 | 0 | 0 | 0 | 0 | 0 | 0 | 1892 | 1945 | 2488 | 3379 | 3382 | 3290 | 3680 | 2955 | 2502 | 2537 | 2122 | 1793 | 1892 | 1945 | 2488 | 3379 | 3382 | 3290 | 3680 | 2955 | 2502 | 2537 | 2122 | 1793 | 215.856 | 221.835 | 283.748 | 385.405 | 385.711 | 375.249 | 419.744 | 337.037 | 285.443 | 289.389 | 242.034 | 204.549 | 0 | 0 | 31965 | 31965 | 3646 | 2020 | solar PV | TRUE
60631 | N | . | Empire Solar | Cypress Creek Renewables | 61060 | MN | WNC | MRO |  | 22 | 2 | NAICS-22 Non-Cogen | PV | SUN | SUN | MISO | A |  | 0 | 0 | 0 | 0 | 0 | 0 | 0 | 0 | 0 | 0 | 0 | 0 | 0 | 0 | 0 | 0 | 0 | 0 | 0 | 0 | 0 | 0 | 0 | 0 | 0 | 0 | 0 | 0 | 0 | 0 | 0 | 0 | 0 | 0 | 0 | 0 | 2408 | 5340 | 6479 | 8565 | 8910 | 9657 | 9312 | 9221 | 6502 | 4866 | 3724 | 2332 | 2408 | 5340 | 6479 | 8565 | 8910 | 9657 | 9312 | 9221 | 6502 | 4866 | 3724 | 2332 | 274.657 | 609.086 | 738.998 | 977.009 | 1016.29 | 1101.545 | 1062.186 | 1051.772 | 741.685 | 555.049 | 424.776 | 265.947 | 0 | 0 | 77316 | 77316 | 8819 | 2020 | solar PV | TRUE
60632 | N | . | Blue Lake Solar | Cypress Creek Renewables | 61060 | MN | WNC | MRO |  | 22 | 2 | NAICS-22 Non-Cogen | PV | SUN | SUN | MISO | A |  | 0 | 0 | 0 | 0 | 0 | 0 | 0 | 0 | 0 | 0 | 0 | 0 | 0 | 0 | 0 | 0 | 0 | 0 | 0 | 0 | 0 | 0 | 0 | 0 | 0 | 0 | 0 | 0 | 0 | 0 | 0 | 0 | 0 | 0 | 0 | 0 | 1355 | 3004 | 3645 | 4818 | 5012 | 5433 | 5238 | 5187 | 3658 | 2737 | 2095 | 1312 | 1355 | 3004 | 3645 | 4818 | 5012 | 5433 | 5238 | 5187 | 3658 | 2737 | 2095 | 1312 | 154.504 | 342.633 | 415.712 | 549.602 | 571.699 | 619.658 | 597.517 | 591.659 | 417.224 | 312.235 | 238.952 | 149.605 | 0 | 0 | 43494 | 43494 | 4961 | 2020 | solar PV | TRUE
60633 | N | . | Gainey Solar, LLC | Cypress Creek Renewables | 61060 | NC | SAT | SERC |  | 22 | 2 | NAICS-22 Non-Cogen | PV | SUN | SUN | DUK | A |  | 0 | 0 | 0 | 0 | 0 | 0 | 0 | 0 | 0 | 0 | 0 | 0 | 0 | 0 | 0 | 0 | 0 | 0 | 0 | 0 | 0 | 0 | 0 | 0 | 0 | 0 | 0 | 0 | 0 | 0 | 0 | 0 | 0 | 0 | 0 | 0 | 1903 | 1956 | 2502 | 3398 | 3401 | 3309 | 3701 | 2972 | 2517 | 2552 | 2134 | 1804 | 1903 | 1956 | 2502 | 3398 | 3401 | 3309 | 3701 | 2972 | 2517 | 2552 | 2134 | 1804 | 217.099 | 223.112 | 285.383 | 387.624 | 387.933 | 377.41 | 422.162 | 338.979 | 287.087 | 291.056 | 243.428 | 205.727 | 0 | 0 | 32149 | 32149 | 3667 | 2020 | solar PV | TRUE
60634 | N | . | Auten Road Farm, LLC | Cypress Creek Renewables | 61060 | NC | SAT | SERC |  | 22 | 2 | NAICS-22 Non-Cogen | PV | SUN | SUN | DUK | A |  | 0 | 0 | 0 | 0 | 0 | 0 | 0 | 0 | 0 | 0 | 0 | 0 | 0 | 0 | 0 | 0 | 0 | 0 | 0 | 0 | 0 | 0 | 0 | 0 | 0 | 0 | 0 | 0 | 0 | 0 | 0 | 0 | 0 | 0 | 0 | 0 | 4727 | 4858 | 6214 | 8440 | 8446 | 8217 | 9192 | 7381 | 6251 | 6337 | 5300 | 4479 | 4727 | 4858 | 6214 | 8440 | 8446 | 8217 | 9192 | 7381 | 6251 | 6337 | 5300 | 4479 | 539.165 | 554.1 | 708.748 | 962.666 | 963.431 | 937.299 | 1048.44 | 841.854 | 712.981 | 722.838 | 604.555 | 510.923 | 0 | 0 | 79842 | 79842 | 9107 | 2020 | solar PV | TRUE
60635 | N | . | Creech Solar 2, LLC | Cypress Creek Renewables | 61060 | NC | SAT | SERC |  | 22 | 2 | NAICS-22 Non-Cogen | PV | SUN | SUN | DUK | A |  | 0 | 0 | 0 | 0 | 0 | 0 | 0 | 0 | 0 | 0 | 0 | 0 | 0 | 0 | 0 | 0 | 0 | 0 | 0 | 0 | 0 | 0 | 0 | 0 | 0 | 0 | 0 | 0 | 0 | 0 | 0 | 0 | 0 | 0 | 0 | 0 | 4383 | 4505 | 5762 | 7826 | 7832 | 7620 | 8524 | 6844 | 5796 | 5876 | 4915 | 4154 | 4383 | 4505 | 5762 | 7826 | 7832 | 7620 | 8524 | 6844 | 5796 | 5876 | 4915 | 4154 | 499.974 | 513.822 | 657.229 | 892.688 | 893.398 | 869.165 | 972.227 | 780.658 | 661.153 | 670.294 | 560.609 | 473.783 | 0 | 0 | 74037 | 74037 | 8445 | 2020 | solar PV | TRUE
60636 | N | . | Bunn Level Farm, LLC | Bunn Level Farm, LLC | 60378 | NC | SAT | SERC |  | 22 | 2 | NAICS-22 Non-Cogen | PV | SUN | SUN | DUK | A |  | 0 | 0 | 0 | 0 | 0 | 0 | 0 | 0 | 0 | 0 | 0 | 0 | 0 | 0 | 0 | 0 | 0 | 0 | 0 | 0 | 0 | 0 | 0 | 0 | 0 | 0 | 0 | 0 | 0 | 0 | 0 | 0 | 0 | 0 | 0 | 0 | 4684 | 4814 | 6157 | 8363 | 8369 | 8142 | 9108 | 7313 | 6194 | 6279 | 5252 | 4438 | 4684 | 4814 | 6157 | 8363 | 8369 | 8142 | 9108 | 7313 | 6194 | 6279 | 5252 | 4438 | 534.252 | 549.05 | 702.289 | 953.892 | 954.651 | 928.756 | 1038.885 | 834.181 | 706.483 | 716.25 | 599.045 | 506.266 | 0 | 0 | 79113 | 79113 | 9024 | 2020 | solar PV | TRUE
60637 | N | . | Cork Oak Solar | Cork Oak Solar LLC | 60380 | NC | SAT | SERC |  | 22 | 2 | NAICS-22 Non-Cogen | PV | SUN | SUN | PJM | A |  | 0 | 0 | 0 | 0 | 0 | 0 | 0 | 0 | 0 | 0 | 0 | 0 | 0 | 0 | 0 | 0 | 0 | 0 | 0 | 0 | 0 | 0 | 0 | 0 | 0 | 0 | 0 | 0 | 0 | 0 | 0 | 0 | 0 | 0 | 0 | 0 | 19035 | 19562 | 25022 | 33987 | 34014 | 33091 | 37015 | 29721 | 25172 | 25520 | 21344 | 18038 | 19035 | 19562 | 25022 | 33987 | 34014 | 33091 | 37015 | 29721 | 25172 | 25520 | 21344 | 18038 | 2171.225 | 2231.367 | 2854.139 | 3876.667 | 3879.75 | 3774.514 | 4222.08 | 3390.155 | 2871.183 | 2910.878 | 2434.55 | 2057.492 | 0 | 0 | 321521 | 321521 | 36674 | 2020 | solar PV | TRUE
60638 | N | . | Sunflower Solar | Sunflower Solar LLC | 60381 | NC | SAT | SERC |  | 22 | 2 | NAICS-22 Non-Cogen | PV | SUN | SUN | PJM | A |  | 0 | 0 | 0 | 0 | 0 | 0 | 0 | 0 | 0 | 0 | 0 | 0 | 0 | 0 | 0 | 0 | 0 | 0 | 0 | 0 | 0 | 0 | 0 | 0 | 0 | 0 | 0 | 0 | 0 | 0 | 0 | 0 | 0 | 0 | 0 | 0 | 16166 | 16614 | 21251 | 28865 | 28888 | 28104 | 31437 | 25242 | 21378 | 21674 | 18127 | 15320 | 16166 | 16614 | 21251 | 28865 | 28888 | 28104 | 31437 | 25242 | 21378 | 21674 | 18127 | 15320 | 1844.009 | 1895.086 | 2424.002 | 3292.429 | 3295.047 | 3205.671 | 3585.786 | 2879.238 | 2438.478 | 2472.191 | 2067.648 | 1747.415 | 0 | 0 | 273066 | 273066 | 31147 | 2020 | solar PV | TRUE
60639 | N | . | Kingman Wind | Kingman Wind Energy, LLC | 60371 | KS | WNC | MRO |  | 22 | 2 | NAICS-22 Non-Cogen | WT | WND | WND | SWPP | M |  | 0 | 0 | 0 | 0 | 0 | 0 | 0 | 0 | 0 | 0 | 0 | 0 | 0 | 0 | 0 | 0 | 0 | 0 | 0 | 0 | 0 | 0 | 0 | 0 | 0 | 0 | 0 | 0 | 0 | 0 | 0 | 0 | 0 | 0 | 0 | 0 | 640780 | 636975 | 589607 | 665161 | 555126 | 843298 | 483360 | 512922 | 534726 | 640806 | 723567 | 617127 | 640780 | 636975 | 589607 | 665161 | 555126 | 843298 | 483360 | 512922 | 534726 | 640806 | 723567 | 617127 | 73090 | 72656 | 67253 | 75871 | 63320 | 96190 | 55134 | 58506 | 60993 | 73093 | 82533 | 70392 | 0 | 0 | 7443455 | 7443455 | 849031 | 2020 | onshore wind | TRUE
60640 | N | . | Solar Mule, LLC | NRG Solar Mule, LLC | 60363 | ME | NEW | NPCC |  | 22 | 2 | NAICS-22 Non-Cogen | PV | SUN | SUN | ISNE | A |  | 0 | 0 | 0 | 0 | 0 | 0 | 0 | 0 | 0 | 0 | 0 | 0 | 0 | 0 | 0 | 0 | 0 | 0 | 0 | 0 | 0 | 0 | 0 | 0 | 0 | 0 | 0 | 0 | 0 | 0 | 0 | 0 | 0 | 0 | 0 | 0 | 768 | 1056 | 1695 | 1682 | 2376 | 2282 | 2283 | 1982 | 1798 | 1266 | 952 | 595 | 768 | 1056 | 1695 | 1682 | 2376 | 2282 | 2283 | 1982 | 1798 | 1266 | 952 | 595 | 87.62 | 120.477 | 193.322 | 191.839 | 270.985 | 260.242 | 260.43 | 226.115 | 205.132 | 144.419 | 108.565 | 67.854 | 0 | 0 | 18735 | 18735 | 2137 | 2020 | solar PV | TRUE
60644 | N | . | West Brookfield Solar, LLC | CVI CleanCapital Solar 7 | 63622 | MA | NEW | NPCC |  | 22 | 2 | NAICS-22 Non-Cogen | PV | SUN | SUN | ISNE | A |  | 0 | 0 | 0 | 0 | 0 | 0 | 0 | 0 | 0 | 0 | 0 | 0 | 0 | 0 | 0 | 0 | 0 | 0 | 0 | 0 | 0 | 0 | 0 | 0 | 0 | 0 | 0 | 0 | 0 | 0 | 0 | 0 | 0 | 0 | 0 | 0 | 667 | 874 | 1329 | 1275 | 1797 | 1698 | 1672 | 1580 | 1372 | 998 | 714 | 543 | 667 | 874 | 1329 | 1275 | 1797 | 1698 | 1672 | 1580 | 1372 | 998 | 714 | 543 | 76.082 | 99.655 | 151.633 | 145.386 | 204.967 | 193.652 | 190.705 | 180.274 | 156.524 | 113.798 | 81.386 | 61.938 | 0 | 0 | 14519 | 14519 | 1656 | 2020 | solar PV | TRUE
60645 | N | . | Javelina Wind Energy II, LLC | Javelina Wind Energy II, LLC | 60384 | TX | WSC | TRE |  | 22 | 2 | NAICS-22 Non-Cogen | WT | WND | WND | ERCO | A |  | 0 | 0 | 0 | 0 | 0 | 0 | 0 | 0 | 0 | 0 | 0 | 0 | 0 | 0 | 0 | 0 | 0 | 0 | 0 | 0 | 0 | 0 | 0 | 0 | 0 | 0 | 0 | 0 | 0 | 0 | 0 | 0 | 0 | 0 | 0 | 0 | 607363 | 587984 | 585339 | 589334 | 614341 | 646512 | 532154 | 488560 | 397437 | 560246 | 568369 | 605353 | 607363 | 587984 | 585339 | 589334 | 614341 | 646512 | 532154 | 488560 | 397437 | 560246 | 568369 | 605353 | 69278.322 | 67067.837 | 66766.224 | 67221.81 | 70074.247 | 73743.858 | 60699.71 | 55727.105 | 45333.341 | 63904.012 | 64830.504 | 69049.03 | 0 | 0 | 6782992 | 6782992 | 773696 | 2020 | onshore wind | TRUE
60647 | Y | . | Shakopee Energy Park | Minnesota Municipal Power Agny | 12667 | MN | WNC | MRO |  | 22 | 1 | Electric Utility | IC | NG | NG | MISO | A | mcf | 30836 | 21687 | 21039 | 19016 | 15092 | 22383 | 29573 | 22044 | 13531 | 18908 | 14697 | 23211 | 30836 | 21687 | 21039 | 19016 | 15092 | 22383 | 29573 | 22044 | 13531 | 18908 | 14697 | 23211 | 1.076 | 1.076 | 1.076 | 1.076 | 1.076 | 1.076 | 1.076 | 1.076 | 1.076 | 1.076 | 1.076 | 1.076 | 33180 | 23335 | 22638 | 20461 | 16239 | 24084 | 31821 | 23719 | 14559 | 20345 | 15814 | 24975 | 33180 | 23335 | 22638 | 20461 | 16239 | 24084 | 31821 | 23719 | 14559 | 20345 | 15814 | 24975 | 3854.042 | 2710.376 | 2629.47 | 2376.566 | 1886.134 | 2797.417 | 3696.001 | 2755.008 | 1691.141 | 2363.138 | 1836.771 | 2900.936 | 252017 | 252017 | 271170 | 271170 | 31497 | 2020 | natural gas peaker | TRUE
60649 | N | . | Rabbit Hill Energy Storage Project | Rabbit Hill Energy Storage Project | 60389 | TX | WSC | TRE |  | 22 | 2 | NAICS-22 Non-Cogen | BA | MWH | OTH | ERCO | A | megawatthours | . | . | . | 158 | 130 | 149 | 188 | 216 | 193 | 248 | 203 | 192 | . | . | . | 158 | 130 | 149 | 188 | 216 | 193 | 248 | 203 | 192 | . | . | . | 0 | 0 | 0 | 0 | 0 | 0 | 0 | 0 | 0 | . | . | . | 0 | 0 | 0 | 0 | 0 | 0 | 0 | 0 | 0 | . | . | . | 0 | 0 | 0 | 0 | 0 | 0 | 0 | 0 | 0 | . | . | . | -59.68 | -49.852 | -56.985 | -71.989 | -82.671 | -73.912 | -94.908 | -77.637 | -73.366 | 1677 | 1677 | 0 | 0 | -641 | 2020 | other | TRUE
60651 | N | . | North Nash Farm, LLC | North Nash Farm, LLC | 60390 | NC | SAT | SERC |  | 22 | 2 | NAICS-22 Non-Cogen | PV | SUN | SUN | CPLE | A |  | 0 | 0 | 0 | 0 | 0 | 0 | 0 | 0 | 0 | 0 | 0 | 0 | 0 | 0 | 0 | 0 | 0 | 0 | 0 | 0 | 0 | 0 | 0 | 0 | 0 | 0 | 0 | 0 | 0 | 0 | 0 | 0 | 0 | 0 | 0 | 0 | 4441 | 4564 | 5838 | 7929 | 7935 | 7720 | 8636 | 6934 | 5873 | 5954 | 4979 | 4208 | 4441 | 4564 | 5838 | 7929 | 7935 | 7720 | 8636 | 6934 | 5873 | 5954 | 4979 | 4208 | 506.545 | 520.575 | 665.867 | 904.422 | 905.141 | 880.59 | 985.006 | 790.919 | 669.843 | 679.104 | 567.978 | 480.01 | 0 | 0 | 75011 | 75011 | 8556 | 2020 | solar PV | TRUE
60652 | N | . | Dickinson Solar Array | Great River Energy | 7570 | MN | WNC | MRO |  | 22 | 1 | Electric Utility | PV | SUN | SUN | MISO | A |  | 0 | 0 | 0 | 0 | 0 | 0 | 0 | 0 | 0 | 0 | 0 | 0 | 0 | 0 | 0 | 0 | 0 | 0 | 0 | 0 | 0 | 0 | 0 | 0 | 0 | 0 | 0 | 0 | 0 | 0 | 0 | 0 | 0 | 0 | 0 | 0 | 824 | 1827 | 2216 | 2930 | 3048 | 3304 | 3186 | 3154 | 2224 | 1665 | 1274 | 798 | 824 | 1827 | 2216 | 2930 | 3048 | 3304 | 3186 | 3154 | 2224 | 1665 | 1274 | 798 | 93.96 | 208.37 | 252.813 | 334.237 | 347.675 | 376.841 | 363.376 | 359.814 | 253.732 | 189.884 | 145.317 | 90.981 | 0 | 0 | 26450 | 26450 | 3017 | 2020 | solar PV | TRUE
60653 | N | . | Belchertown | Altus Power America Management, LLC | 60281 | MA | NEW | NPCC |  | 22 | 2 | NAICS-22 Non-Cogen | PV | SUN | SUN | ISNE | A |  | 0 | 0 | 0 | 0 | 0 | 0 | 0 | 0 | 0 | 0 | 0 | 0 | 0 | 0 | 0 | 0 | 0 | 0 | 0 | 0 | 0 | 0 | 0 | 0 | 0 | 0 | 0 | 0 | 0 | 0 | 0 | 0 | 0 | 0 | 0 | 0 | 617 | 809 | 1231 | 1180 | 1663 | 1572 | 1548 | 1463 | 1270 | 924 | 661 | 503 | 617 | 809 | 1231 | 1180 | 1663 | 1572 | 1548 | 1463 | 1270 | 924 | 661 | 503 | 70.431 | 92.253 | 140.37 | 134.588 | 189.743 | 179.268 | 176.54 | 166.884 | 144.899 | 105.346 | 75.341 | 57.337 | 0 | 0 | 13441 | 13441 | 1533 | 2020 | solar PV | TRUE
60655 | N | . | Rock Creek Wind Project | Enel Green Power NA, Inc. | 59380 | MO | WNC | MRO |  | 22 | 2 | NAICS-22 Non-Cogen | WT | WND | WND | SWPP | M |  | 0 | 0 | 0 | 0 | 0 | 0 | 0 | 0 | 0 | 0 | 0 | 0 | 0 | 0 | 0 | 0 | 0 | 0 | 0 | 0 | 0 | 0 | 0 | 0 | 0 | 0 | 0 | 0 | 0 | 0 | 0 | 0 | 0 | 0 | 0 | 0 | 861866 | 893287 | 886002 | 928522 | 736472 | 806634 | 486446 | 595314 | 805556 | 888378 | 958566 | 753734 | 861866 | 893287 | 886002 | 928522 | 736472 | 806634 | 486446 | 595314 | 805556 | 888378 | 958566 | 753734 | 98308 | 101892 | 101061 | 105911 | 84005 | 92008 | 55486 | 67904 | 91885 | 101332 | 109338 | 85974 | 0 | 0 | 9600777 | 9600777 | 1095104 | 2020 | onshore wind | TRUE
60656 | N | . | McHenry Battery Storage | EDF Renewable Asset Holdings, Inc. | 57170 | IL | ENC | SERC |  | 22 | 2 | NAICS-22 Non-Cogen | BA | MWH | OTH | PJM | A | megawatthours | 0 | 0 | 0 | 0 | 0 | 0 | 0 | 0 | 0 | 0 | 0 | 0 | 0 | 0 | 0 | 0 | 0 | 0 | 0 | 0 | 0 | 0 | 0 | 0 | 0 | 0 | 0 | 0 | 0 | 0 | 0 | 0 | 0 | 0 | 0 | 0 | 0 | 0 | 0 | 0 | 0 | 0 | 0 | 0 | 0 | 0 | 0 | 0 | 0 | 0 | 0 | 0 | 0 | 0 | 0 | 0 | 0 | 0 | 0 | 0 | 0 | 0 | 0 | 0 | 0 | 0 | 0 | 0 | 0 | 0 | 0 | 0 | 0 | 0 | 0 | 0 | 0 | 2020 | other | TRUE
60657 | N | . | Salt Fork Wind Project, LLC | Southern Power Co | 17650 | TX | WSC | TRE |  | 22 | 2 | NAICS-22 Non-Cogen | WT | WND | WND | ERCO | M |  | 0 | 0 | 0 | 0 | 0 | 0 | 0 | 0 | 0 | 0 | 0 | 0 | 0 | 0 | 0 | 0 | 0 | 0 | 0 | 0 | 0 | 0 | 0 | 0 | 0 | 0 | 0 | 0 | 0 | 0 | 0 | 0 | 0 | 0 | 0 | 0 | 591203 | 544545 | 566629 | 593561 | 521645 | 682862 | 408095 | 469140 | 416774 | 487358 | 523074 | 585066 | 591203 | 544545 | 566629 | 593561 | 521645 | 682862 | 408095 | 469140 | 416774 | 487358 | 523074 | 585066 | 67435 | 62113 | 64632 | 67704 | 59501 | 77890 | 46549 | 53512 | 47539 | 55590 | 59664 | 66735 | 0 | 0 | 6389952 | 6389952 | 728864 | 2020 | onshore wind | TRUE
60658 | N | . | Moffett Solar Project | Moffett Solar 1, LLC | 60392 | SC | SAT | SERC |  | 22 | 2 | NAICS-22 Non-Cogen | PV | SUN | SUN | SCEG | M |  | 0 | 0 | 0 | 0 | 0 | 0 | 0 | 0 | 0 | 0 | 0 | 0 | 0 | 0 | 0 | 0 | 0 | 0 | 0 | 0 | 0 | 0 | 0 | 0 | 0 | 0 | 0 | 0 | 0 | 0 | 0 | 0 | 0 | 0 | 0 | 0 | 70890 | 73082 | 96209 | 132206 | 145716 | 125938 | 139991 | 104371 | 88100 | 84023 | 66831 | 67322 | 70890 | 73082 | 96209 | 132206 | 145716 | 125938 | 139991 | 104371 | 88100 | 84023 | 66831 | 67322 | 8086 | 8336 | 10974 | 15080 | 16621 | 14365 | 15968 | 11905 | 10049 | 9584 | 7623 | 7679 | 0 | 0 | 1194679 | 1194679 | 136270 | 2020 | solar PV | TRUE
60659 | N | . | Ridgeland Solar Project | Ridgeland Solar Farm I, LLC | 60393 | SC | SAT | SERC |  | 22 | 2 | NAICS-22 Non-Cogen | PV | SUN | SUN | SCEG | M |  | 0 | 0 | 0 | 0 | 0 | 0 | 0 | 0 | 0 | 0 | 0 | 0 | 0 | 0 | 0 | 0 | 0 | 0 | 0 | 0 | 0 | 0 | 0 | 0 | 0 | 0 | 0 | 0 | 0 | 0 | 0 | 0 | 0 | 0 | 0 | 0 | 8863 | 10591 | 12642 | 16236 | 18682 | 15851 | 18630 | 14159 | 12046 | 11669 | 9565 | 9162 | 8863 | 10591 | 12642 | 16236 | 18682 | 15851 | 18630 | 14159 | 12046 | 11669 | 9565 | 9162 | 1011 | 1208 | 1442 | 1852 | 2131 | 1808 | 2125 | 1615 | 1374 | 1331 | 1091 | 1045 | 0 | 0 | 158096 | 158096 | 18033 | 2020 | solar PV | TRUE
60660 | N | . | Willey Battery Utility | Willey Battery Utility, LLC | 60394 | OH | ENC | RFC |  | 22 | 2 | NAICS-22 Non-Cogen | BA | MWH | OTH | PJM | A | megawatthours | 671 | 606 | 647 | 665 | 715 | 664 | 712 | 755 | 691 | 733 | 721 | 812 | 671 | 606 | 647 | 665 | 715 | 664 | 712 | 755 | 691 | 733 | 721 | 812 | 0 | 0 | 0 | 0 | 0 | 0 | 0 | 0 | 0 | 0 | 0 | 0 | 0 | 0 | 0 | 0 | 0 | 0 | 0 | 0 | 0 | 0 | 0 | 0 | 0 | 0 | 0 | 0 | 0 | 0 | 0 | 0 | 0 | 0 | 0 | 0 | -107.805 | -97.368 | -104.05 | -106.975 | -114.902 | -106.689 | -114.5 | -121.393 | -111.016 | -117.806 | -115.928 | -130.568 | 8392 | 8392 | 0 | 0 | -1349 | 2020 | other | TRUE
60661 | N | . | Mira Loma Energy Storage Facility | Southern California Edison Co | 17609 | CA | PACC | WECC |  | 22 | 1 | Electric Utility | BA | MWH | OTH | CISO | A | megawatthours | 0 | 0 | 0 | 0 | 0 | 0 | 0 | 0 | 0 | 0 | 0 | 0 | 0 | 0 | 0 | 0 | 0 | 0 | 0 | 0 | 0 | 0 | 0 | 0 | 0 | 0 | 0 | 0 | 0 | 0 | 0 | 0 | 0 | 0 | 0 | 0 | 0 | 0 | 0 | 0 | 0 | 0 | 0 | 0 | 0 | 0 | 0 | 0 | 0 | 0 | 0 | 0 | 0 | 0 | 0 | 0 | 0 | 0 | 0 | 0 | 0 | 0 | 0 | 0 | 0 | 0 | 0 | 0 | 0 | 0 | 0 | 0 | 0 | 0 | 0 | 0 | 0 | 2020 | other | TRUE
60662 | N | . | Archdiocese of Baltimore J | Constellation Solar MC, LLC | 61419 | MD | SAT | RFC |  | 22 | 2 | NAICS-22 Non-Cogen | PV | SUN | SUN | PJM | A |  | 0 | 0 | 0 | 0 | 0 | 0 | 0 | 0 | 0 | 0 | 0 | 0 | 0 | 0 | 0 | 0 | 0 | 0 | 0 | 0 | 0 | 0 | 0 | 0 | 0 | 0 | 0 | 0 | 0 | 0 | 0 | 0 | 0 | 0 | 0 | 0 | 1744 | 1981 | 2517 | 2823 | 3228 | 3478 | 3455 | 2881 | 2556 | 2194 | 1981 | 1460 | 1744 | 1981 | 2517 | 2823 | 3228 | 3478 | 3455 | 2881 | 2556 | 2194 | 1981 | 1460 | 198.954 | 225.991 | 287.096 | 322.051 | 368.146 | 396.689 | 394.13 | 328.584 | 291.567 | 250.228 | 225.976 | 166.588 | 0 | 0 | 30298 | 30298 | 3456 | 2020 | solar PV | TRUE
60663 | N | . | Archdiocese of Baltimore L | Constellation Solar MC, LLC | 61419 | MD | SAT | RFC |  | 22 | 2 | NAICS-22 Non-Cogen | PV | SUN | SUN | PJM | A |  | 0 | 0 | 0 | 0 | 0 | 0 | 0 | 0 | 0 | 0 | 0 | 0 | 0 | 0 | 0 | 0 | 0 | 0 | 0 | 0 | 0 | 0 | 0 | 0 | 0 | 0 | 0 | 0 | 0 | 0 | 0 | 0 | 0 | 0 | 0 | 0 | 1772 | 2013 | 2558 | 2869 | 3280 | 3534 | 3511 | 2927 | 2598 | 2229 | 2013 | 1484 | 1772 | 2013 | 2558 | 2869 | 3280 | 3534 | 3511 | 2927 | 2598 | 2229 | 2013 | 1484 | 202.177 | 229.653 | 291.748 | 327.269 | 374.112 | 403.117 | 400.516 | 333.909 | 296.291 | 254.283 | 229.638 | 169.287 | 0 | 0 | 30788 | 30788 | 3512 | 2020 | solar PV | TRUE
60664 | N | . | Baltimore City B | Constellation Solar MC, LLC | 61419 | MD | SAT | RFC |  | 22 | 2 | NAICS-22 Non-Cogen | PV | SUN | SUN | PJM | A |  | 0 | 0 | 0 | 0 | 0 | 0 | 0 | 0 | 0 | 0 | 0 | 0 | 0 | 0 | 0 | 0 | 0 | 0 | 0 | 0 | 0 | 0 | 0 | 0 | 0 | 0 | 0 | 0 | 0 | 0 | 0 | 0 | 0 | 0 | 0 | 0 | 1588 | 1804 | 2292 | 2571 | 2939 | 3167 | 3146 | 2623 | 2328 | 1998 | 1804 | 1330 | 1588 | 1804 | 2292 | 2571 | 2939 | 3167 | 3146 | 2623 | 2328 | 1998 | 1804 | 1330 | 181.166 | 205.785 | 261.426 | 293.256 | 335.231 | 361.221 | 358.891 | 299.206 | 265.498 | 227.855 | 205.772 | 151.693 | 0 | 0 | 27590 | 27590 | 3147 | 2020 | solar PV | TRUE
60665 | N | . | Baltimore City D | Constellation Solar MC, LLC | 61419 | MD | SAT | RFC |  | 22 | 2 | NAICS-22 Non-Cogen | PV | SUN | SUN | PJM | A |  | 0 | 0 | 0 | 0 | 0 | 0 | 0 | 0 | 0 | 0 | 0 | 0 | 0 | 0 | 0 | 0 | 0 | 0 | 0 | 0 | 0 | 0 | 0 | 0 | 0 | 0 | 0 | 0 | 0 | 0 | 0 | 0 | 0 | 0 | 0 | 0 | 1512 | 1717 | 2181 | 2447 | 2797 | 3014 | 2994 | 2496 | 2215 | 1901 | 1717 | 1266 | 1512 | 1717 | 2181 | 2447 | 2797 | 3014 | 2994 | 2496 | 2215 | 1901 | 1717 | 1266 | 172.416 | 195.846 | 248.799 | 279.092 | 319.039 | 343.774 | 341.556 | 284.754 | 252.674 | 216.85 | 195.833 | 144.367 | 0 | 0 | 26257 | 26257 | 2995 | 2020 | solar PV | TRUE
60666 | N | . | Baltimore City F | Constellation Solar MC, LLC | 61419 | MD | SAT | RFC |  | 22 | 2 | NAICS-22 Non-Cogen | PV | SUN | SUN | PJM | A |  | 0 | 0 | 0 | 0 | 0 | 0 | 0 | 0 | 0 | 0 | 0 | 0 | 0 | 0 | 0 | 0 | 0 | 0 | 0 | 0 | 0 | 0 | 0 | 0 | 0 | 0 | 0 | 0 | 0 | 0 | 0 | 0 | 0 | 0 | 0 | 0 | 1481 | 1682 | 2137 | 2397 | 2740 | 2952 | 2933 | 2446 | 2170 | 1862 | 1682 | 1240 | 1481 | 1682 | 2137 | 2397 | 2740 | 2952 | 2933 | 2446 | 2170 | 1862 | 1682 | 1240 | 168.905 | 191.857 | 243.732 | 273.408 | 312.541 | 336.772 | 334.6 | 278.954 | 247.528 | 212.433 | 191.844 | 141.426 | 0 | 0 | 25722 | 25722 | 2934 | 2020 | solar PV | TRUE
60667 | N | . | Baltimore City G | Constellation Solar MC, LLC | 61419 | MD | SAT | RFC |  | 22 | 2 | NAICS-22 Non-Cogen | PV | SUN | SUN | PJM | A |  | 0 | 0 | 0 | 0 | 0 | 0 | 0 | 0 | 0 | 0 | 0 | 0 | 0 | 0 | 0 | 0 | 0 | 0 | 0 | 0 | 0 | 0 | 0 | 0 | 0 | 0 | 0 | 0 | 0 | 0 | 0 | 0 | 0 | 0 | 0 | 0 | 1602 | 1820 | 2312 | 2593 | 2964 | 3194 | 3173 | 2646 | 2348 | 2015 | 1819 | 1341 | 1602 | 1820 | 2312 | 2593 | 2964 | 3194 | 3173 | 2646 | 2348 | 2015 | 1819 | 1341 | 182.719 | 207.551 | 263.669 | 295.773 | 338.107 | 364.32 | 361.97 | 301.773 | 267.776 | 229.81 | 207.537 | 152.995 | 0 | 0 | 27827 | 27827 | 3174 | 2020 | solar PV | TRUE
60668 | N | . | City of Havre De Grace C | Constellation Solar MC, LLC | 61419 | MD | SAT | RFC |  | 22 | 2 | NAICS-22 Non-Cogen | PV | SUN | SUN | PJM | A |  | 0 | 0 | 0 | 0 | 0 | 0 | 0 | 0 | 0 | 0 | 0 | 0 | 0 | 0 | 0 | 0 | 0 | 0 | 0 | 0 | 0 | 0 | 0 | 0 | 0 | 0 | 0 | 0 | 0 | 0 | 0 | 0 | 0 | 0 | 0 | 0 | 1696 | 1927 | 2448 | 2746 | 3139 | 3382 | 3360 | 2802 | 2486 | 2133 | 1927 | 1420 | 1696 | 1927 | 2448 | 2746 | 3139 | 3382 | 3360 | 2802 | 2486 | 2133 | 1927 | 1420 | 193.484 | 219.779 | 279.204 | 313.198 | 358.027 | 385.785 | 383.296 | 319.552 | 283.552 | 243.35 | 219.764 | 162.009 | 0 | 0 | 29466 | 29466 | 3361 | 2020 | solar PV | TRUE
60669 | N | . | Sod Run WTP A | Constellation Solar MC, LLC | 61419 | MD | SAT | RFC |  | 22 | 2 | NAICS-22 Non-Cogen | PV | SUN | SUN | PJM | A |  | 0 | 0 | 0 | 0 | 0 | 0 | 0 | 0 | 0 | 0 | 0 | 0 | 0 | 0 | 0 | 0 | 0 | 0 | 0 | 0 | 0 | 0 | 0 | 0 | 0 | 0 | 0 | 0 | 0 | 0 | 0 | 0 | 0 | 0 | 0 | 0 | 1730 | 1965 | 2497 | 2801 | 3201 | 3450 | 3427 | 2857 | 2535 | 2176 | 1965 | 1449 | 1730 | 1965 | 2497 | 2801 | 3201 | 3450 | 3427 | 2857 | 2535 | 2176 | 1965 | 1449 | 197.343 | 224.16 | 284.769 | 319.442 | 365.164 | 393.475 | 390.937 | 325.922 | 289.204 | 248.201 | 224.145 | 165.238 | 0 | 0 | 30053 | 30053 | 3428 | 2020 | solar PV | TRUE
60672 | N | . | Osborn Wind Energy | Osborn Wind Energy LLC | 60397 | MO | WNC | MRO |  | 22 | 2 | NAICS-22 Non-Cogen | WT | WND | WND | SWPP | M |  | 0 | 0 | 0 | 0 | 0 | 0 | 0 | 0 | 0 | 0 | 0 | 0 | 0 | 0 | 0 | 0 | 0 | 0 | 0 | 0 | 0 | 0 | 0 | 0 | 0 | 0 | 0 | 0 | 0 | 0 | 0 | 0 | 0 | 0 | 0 | 0 | 505435 | 554460 | 575334 | 595805 | 455621 | 487331 | 300962 | 347103 | 512913 | 605072 | 639377 | 491224 | 505435 | 554460 | 575334 | 595805 | 455621 | 487331 | 300962 | 347103 | 512913 | 605072 | 639377 | 491224 | 57652 | 63244 | 65625 | 67960 | 51970 | 55587 | 34329 | 39592 | 58505 | 69017 | 72930 | 56031 | 0 | 0 | 6070637 | 6070637 | 692442 | 2020 | onshore wind | TRUE
60673 | N | . | Nixa Solar, LLC | Nixa Solar, LLC | 60398 | MO | WNC | SERC |  | 22 | 2 | NAICS-22 Non-Cogen | PV | SUN | SUN | SWPP | A |  | 0 | 0 | 0 | 0 | 0 | 0 | 0 | 0 | 0 | 0 | 0 | 0 | 0 | 0 | 0 | 0 | 0 | 0 | 0 | 0 | 0 | 0 | 0 | 0 | 0 | 0 | 0 | 0 | 0 | 0 | 0 | 0 | 0 | 0 | 0 | 0 | 5714 | 8580 | 9881 | 11544 | 10733 | 13797 | 13386 | 13775 | 11927 | 9432 | 8869 | 7763 | 5714 | 8580 | 9881 | 11544 | 10733 | 13797 | 13386 | 13775 | 11927 | 9432 | 8869 | 7763 | 651.747 | 978.695 | 1127.112 | 1316.757 | 1224.265 | 1573.798 | 1526.835 | 1571.289 | 1360.493 | 1075.847 | 1011.676 | 885.486 | 0 | 0 | 125401 | 125401 | 14304 | 2020 | solar PV | TRUE
60677 | N | . | Tannery Road Landfill | Tannery Road Solar, LLC | 60401 | NY | MAT | RFC |  | 562212 | 4 | Commercial NAICS Non-Cogen | PV | SUN | SUN | NYIS | M |  | . | 0 | 0 | 0 | 0 | 0 | 0 | 0 | 0 | 0 | 0 | 0 | . | 0 | 0 | 0 | 0 | 0 | 0 | 0 | 0 | 0 | 0 | 0 | . | 0 | 0 | 0 | 0 | 0 | 0 | 0 | 0 | 0 | 0 | 0 | . | 1070 | 2262 | 2393 | 3524 | 3375 | 3498 | 3174 | 2656 | 1596 | 1201 | 421 | . | 1070 | 2262 | 2393 | 3524 | 3375 | 3498 | 3174 | 2656 | 1596 | 1201 | 421 | . | 122 | 258 | 273 | 402 | 385 | 399 | 362 | 303 | 182 | 137 | 48 | 0 | 0 | 25170 | 25170 | 2871 | 2020 | solar PV | FALSE
60678 | N | . | San Joaquin Solar | GASNA 6P, LLC | 60399 | CA | PACC | WECC |  | 22 | 2 | NAICS-22 Non-Cogen | PV | SUN | SUN | CISO | A |  | 0 | 0 | 0 | 0 | 0 | 0 | 0 | 0 | 0 | 0 | 0 | 0 | 0 | 0 | 0 | 0 | 0 | 0 | 0 | 0 | 0 | 0 | 0 | 0 | 0 | 0 | 0 | 0 | 0 | 0 | 0 | 0 | 0 | 0 | 0 | 0 | 18560 | 25159 | 24619 | 31027 | 40607 | 40437 | 45674 | 37840 | 29711 | 27463 | 21712 | 17190 | 18560 | 25159 | 24619 | 31027 | 40607 | 40437 | 45674 | 37840 | 29711 | 27463 | 21712 | 17190 | 2117.018 | 2869.723 | 2808.198 | 3539.119 | 4631.82 | 4612.369 | 5209.747 | 4316.132 | 3389.015 | 3132.559 | 2476.518 | 1960.782 | 0 | 0 | 359999 | 359999 | 41063 | 2020 | solar PV | TRUE
60679 | N | . | Fort Rucker Solar Array | Alabama Power Co | 195 | AL | ESC | SERC |  | 22 | 1 | Electric Utility | PV | SUN | SUN | SOCO | A |  | 0 | 0 | 0 | 0 | 0 | 0 | 0 | 0 | 0 | 0 | 0 | 0 | 0 | 0 | 0 | 0 | 0 | 0 | 0 | 0 | 0 | 0 | 0 | 0 | 0 | 0 | 0 | 0 | 0 | 0 | 0 | 0 | 0 | 0 | 0 | 0 | 6648 | 7603 | 9724 | 13670 | 15317 | 14369 | 13489 | 13356 | 10670 | 10357 | 8780 | 7671 | 6648 | 7603 | 9724 | 13670 | 15317 | 14369 | 13489 | 13356 | 10670 | 10357 | 8780 | 7671 | 758.335 | 867.246 | 1109.171 | 1559.313 | 1747.143 | 1638.991 | 1538.556 | 1523.385 | 1217.094 | 1181.308 | 1001.459 | 874.999 | 0 | 0 | 131654 | 131654 | 15017 | 2020 | solar PV | TRUE
60680 | N | . | ANAD Solar Array | Alabama Power Co | 195 | AL | ESC | SERC |  | 22 | 1 | Electric Utility | PV | SUN | SUN | SOCO | A |  | 0 | 0 | 0 | 0 | 0 | 0 | 0 | 0 | 0 | 0 | 0 | 0 | 0 | 0 | 0 | 0 | 0 | 0 | 0 | 0 | 0 | 0 | 0 | 0 | 0 | 0 | 0 | 0 | 0 | 0 | 0 | 0 | 0 | 0 | 0 | 0 | 5244 | 5997 | 7670 | 10783 | 12082 | 11334 | 10639 | 10534 | 8416 | 8169 | 6925 | 6051 | 5244 | 5997 | 7670 | 10783 | 12082 | 11334 | 10639 | 10534 | 8416 | 8169 | 6925 | 6051 | 598.155 | 684.06 | 874.884 | 1229.943 | 1378.099 | 1292.791 | 1213.571 | 1201.605 | 960.011 | 931.783 | 789.923 | 690.175 | 0 | 0 | 103844 | 103844 | 11845 | 2020 | solar PV | TRUE
60681 | N | . | Annapolis Solar Park, LLC | Annapolis Solar Park, LLC | 61827 | MD | SAT | RFC |  | 22 | 2 | NAICS-22 Non-Cogen | PV | SUN | SUN | PJM | A |  | 0 | 0 | 0 | 0 | 0 | 0 | 0 | 0 | 0 | 0 | 0 | 0 | 0 | 0 | 0 | 0 | 0 | 0 | 0 | 0 | 0 | 0 | 0 | 0 | 0 | 0 | 0 | 0 | 0 | 0 | 0 | 0 | 0 | 0 | 0 | 0 | 11170 | 12688 | 16118 | 18081 | 20669 | 22271 | 22128 | 18448 | 16370 | 14049 | 12687 | 9353 | 11170 | 12688 | 16118 | 18081 | 20669 | 22271 | 22128 | 18448 | 16370 | 14049 | 12687 | 9353 | 1274.09 | 1447.233 | 1838.541 | 2062.394 | 2357.586 | 2540.37 | 2523.981 | 2104.233 | 1867.173 | 1602.445 | 1447.136 | 1066.818 | 0 | 0 | 194032 | 194032 | 22132 | 2020 | solar PV | TRUE
60682 | N | . | Pearl Solar | BHE Renewables, LLC | 59359 | TX | WSC | TRE |  | 22 | 2 | NAICS-22 Non-Cogen | PV | SUN | SUN | ERCO | M |  | 0 | 0 | 0 | 0 | 0 | 0 | 0 | 0 | 0 | 0 | 0 | 0 | 0 | 0 | 0 | 0 | 0 | 0 | 0 | 0 | 0 | 0 | 0 | 0 | 0 | 0 | 0 | 0 | 0 | 0 | 0 | 0 | 0 | 0 | 0 | 0 | 52041 | 53505 | 62833 | 74397 | 96341 | 100014 | 108430 | 86469 | 77527 | 65945 | 53338 | 49244 | 52041 | 53505 | 62833 | 74397 | 96341 | 100014 | 108430 | 86469 | 77527 | 65945 | 53338 | 49244 | 5936 | 6103 | 7167 | 8486 | 10989 | 11408 | 12368 | 9863 | 8843 | 7522 | 6084 | 5617 | 0 | 0 | 880084 | 880084 | 100386 | 2020 | solar PV | TRUE
60683 | Y | . | TRS Fuel Cell | TRS Fuel Cell, LLC | 60403 | CT | NEW | NPCC |  | 22 | 3 | NAICS-22 Cogen | FC | NG | NG | ISNE | A | mcf | 4014 | 3761 | 3409 | 3489 | 3094 | 4136 | 4972 | 4430 | 3905 | 3187 | 3563 | 4020 | 4014 | 3761 | 3409 | 3489 | 3094 | 4136 | 4972 | 4430 | 3905 | 3187 | 3563 | 4020 | 1.013 | 1.013 | 1.013 | 1.013 | 1.013 | 1.013 | 1.013 | 1.013 | 1.013 | 1.013 | 1.013 | 1.013 | 4066 | 3810 | 3453 | 3534 | 3134 | 4190 | 5037 | 4488 | 3956 | 3228 | 3609 | 4072 | 4066 | 3810 | 3453 | 3534 | 3134 | 4190 | 5037 | 4488 | 3956 | 3228 | 3609 | 4072 | 483.235 | 452.821 | 410.386 | 420.136 | 372.492 | 498.006 | 598.644 | 533.362 | 470.138 | 383.763 | 429.033 | 483.984 | 45980 | 45980 | 46577 | 46577 | 5536 | 2020 | other | TRUE
60684 | N | . | Amphitheater High School Solar | Constellation Solar Arizona 2, LLC | 60404 | AZ | MTN | WECC |  | 22 | 2 | NAICS-22 Non-Cogen | PV | SUN | SUN | TEPC | A |  | 0 | 0 | 0 | 0 | 0 | 0 | 0 | 0 | 0 | 0 | 0 | 0 | 0 | 0 | 0 | 0 | 0 | 0 | 0 | 0 | 0 | 0 | 0 | 0 | 0 | 0 | 0 | 0 | 0 | 0 | 0 | 0 | 0 | 0 | 0 | 0 | 1134 | 1310 | 1478 | 1975 | 2140 | 2044 | 2048 | 1883 | 1702 | 1604 | 1146 | 1017 | 1134 | 1310 | 1478 | 1975 | 2140 | 2044 | 2048 | 1883 | 1702 | 1604 | 1146 | 1017 | 129.358 | 149.384 | 168.551 | 225.312 | 244.055 | 233.171 | 233.649 | 214.807 | 194.084 | 182.968 | 130.669 | 115.992 | 0 | 0 | 19481 | 19481 | 2222 | 2020 | solar PV | TRUE
60685 | N | . | Canyon Del Oro High School Solar | Constellation Solar Arizona 2, LLC | 60404 | AZ | MTN | WECC |  | 22 | 2 | NAICS-22 Non-Cogen | PV | SUN | SUN | TEPC | A |  | 0 | 0 | 0 | 0 | 0 | 0 | 0 | 0 | 0 | 0 | 0 | 0 | 0 | 0 | 0 | 0 | 0 | 0 | 0 | 0 | 0 | 0 | 0 | 0 | 0 | 0 | 0 | 0 | 0 | 0 | 0 | 0 | 0 | 0 | 0 | 0 | 1394 | 1610 | 1817 | 2429 | 2631 | 2513 | 2519 | 2315 | 2092 | 1972 | 1409 | 1250 | 1394 | 1610 | 1817 | 2429 | 2631 | 2513 | 2519 | 2315 | 2092 | 1972 | 1409 | 1250 | 159.047 | 183.671 | 207.238 | 277.026 | 300.072 | 286.689 | 287.276 | 264.111 | 238.63 | 224.964 | 160.661 | 142.615 | 0 | 0 | 23951 | 23951 | 2732 | 2020 | solar PV | TRUE
60686 | N | . | Pierre Solar | Pierre Solar | 60408 | SD | WNC | MRO |  | 22 | 2 | NAICS-22 Non-Cogen | PV | SUN | SUN | MISO | A |  | 0 | 0 | 0 | 0 | 0 | 0 | 0 | 0 | 0 | 0 | 0 | 0 | 0 | 0 | 0 | 0 | 0 | 0 | 0 | 0 | 0 | 0 | 0 | 0 | 0 | 0 | 0 | 0 | 0 | 0 | 0 | 0 | 0 | 0 | 0 | 0 | 589 | 1240 | 1495 | 1959 | 2008 | 2221 | 2144 | 2129 | 1533 | 1151 | 905 | 608 | 589 | 1240 | 1495 | 1959 | 2008 | 2221 | 2144 | 2129 | 1533 | 1151 | 905 | 608 | 67.209 | 141.476 | 170.494 | 223.43 | 229.011 | 253.331 | 244.565 | 242.83 | 174.874 | 131.239 | 103.221 | 69.32 | 0 | 0 | 17982 | 17982 | 2051 | 2020 | solar PV | TRUE
60687 | N | . | Cimarron Bend Wind Project I, LLC | Cimarron Bend Wind Project I, LLC | 60406 | KS | WNC | MRO |  | 22 | 2 | NAICS-22 Non-Cogen | WT | WND | WND | SWPP | M |  | 0 | 0 | 0 | 0 | 0 | 0 | 0 | 0 | 0 | 0 | 0 | 0 | 0 | 0 | 0 | 0 | 0 | 0 | 0 | 0 | 0 | 0 | 0 | 0 | 0 | 0 | 0 | 0 | 0 | 0 | 0 | 0 | 0 | 0 | 0 | 0 | 610736 | 687008 | 667949 | 661137 | 721954 | 892752 | 573081 | 587687 | 589712 | 493696 | 779772 | 646522 | 610736 | 687008 | 667949 | 661137 | 721954 | 892752 | 573081 | 587687 | 589712 | 493696 | 779772 | 646522 | 69663 | 78363 | 76189 | 75412 | 82349 | 101831 | 65368 | 67034 | 67265 | 56313 | 88944 | 73745 | 0 | 0 | 7912006 | 7912006 | 902476 | 2020 | onshore wind | TRUE
60688 | N | . | Cimarron Bend Wind Project II, LLC | Cimarron Bend Wind Project II, LLC | 60407 | KS | WNC | MRO |  | 22 | 2 | NAICS-22 Non-Cogen | WT | WND | WND | SWPP | M |  | 0 | 0 | 0 | 0 | 0 | 0 | 0 | 0 | 0 | 0 | 0 | 0 | 0 | 0 | 0 | 0 | 0 | 0 | 0 | 0 | 0 | 0 | 0 | 0 | 0 | 0 | 0 | 0 | 0 | 0 | 0 | 0 | 0 | 0 | 0 | 0 | 614356 | 704288 | 684273 | 655316 | 693628 | 878822 | 582164 | 603249 | 596068 | 609289 | 732062 | 617951 | 614356 | 704288 | 684273 | 655316 | 693628 | 878822 | 582164 | 603249 | 596068 | 609289 | 732062 | 617951 | 70076 | 80334 | 78051 | 74748 | 79118 | 100242 | 66404 | 68809 | 67990 | 69498 | 83502 | 70486 | 0 | 0 | 7971466 | 7971466 | 909258 | 2020 | onshore wind | TRUE
60689 | N | . | Western Plains Wind Farm | Evergy Kansas Central, Inc | 22500 | KS | WNC | MRO |  | 22 | 1 | Electric Utility | WT | WND | WND | SWPP | M |  | 0 | 0 | 0 | 0 | 0 | 0 | 0 | 0 | 0 | 0 | 0 | 0 | 0 | 0 | 0 | 0 | 0 | 0 | 0 | 0 | 0 | 0 | 0 | 0 | 0 | 0 | 0 | 0 | 0 | 0 | 0 | 0 | 0 | 0 | 0 | 0 | 749105 | 753532 | 801804 | 857036 | 812341 | 1154149 | 697108 | 733211 | 718675 | 785059 | 897732 | 768901 | 749105 | 753532 | 801804 | 857036 | 812341 | 1154149 | 697108 | 733211 | 718675 | 785059 | 897732 | 768901 | 85446 | 85951 | 91457 | 97757 | 92659 | 131647 | 79515 | 83633 | 81975 | 89547 | 102399 | 87704 | 0 | 0 | 9728653 | 9728653 | 1109690 | 2020 | onshore wind | TRUE
60690 | N | . | Blue Summit Storage, LLC | Blue Summit Storage, LLC | 60409 | TX | WSC | TRE |  | 22 | 2 | NAICS-22 Non-Cogen | BA | MWH | OTH | ERCO | M | megawatthours | 1804 | 1608 | 1939 | 1574 | 1439 | 1517 | 1355 | 1351 | 1240 | 1639 | 1760 | 1390 | 1804 | 1608 | 1939 | 1574 | 1439 | 1517 | 1355 | 1351 | 1240 | 1639 | 1760 | 1390 | 0 | 0 | 0 | 0 | 0 | 0 | 0 | 0 | 0 | 0 | 0 | 0 | 0 | 0 | 0 | 0 | 0 | 0 | 0 | 0 | 0 | 0 | 0 | 0 | 0 | 0 | 0 | 0 | 0 | 0 | 0 | 0 | 0 | 0 | 0 | 0 | -290 | -264 | -272 | -247 | -254 | -308 | -307 | -301 | -241 | -272 | -287 | -273 | 18616 | 18616 | 0 | 0 | -3316 | 2020 | other | TRUE
60691 | N | . | Tanager Holdings | RWE Renewables Americas LLC | 56215 | NC | SAT | SERC |  | 22 | 2 | NAICS-22 Non-Cogen | PV | SUN | SUN | CPLE | A |  | 0 | 0 | 0 | 0 | 0 | 0 | 0 | 0 | 0 | 0 | 0 | 0 | 0 | 0 | 0 | 0 | 0 | 0 | 0 | 0 | 0 | 0 | 0 | 0 | 0 | 0 | 0 | 0 | 0 | 0 | 0 | 0 | 0 | 0 | 0 | 0 | 4225 | 4342 | 5554 | 7544 | 7550 | 7345 | 8216 | 6597 | 5587 | 5664 | 4737 | 4004 | 4225 | 4342 | 5554 | 7544 | 7550 | 7345 | 8216 | 6597 | 5587 | 5664 | 4737 | 4004 | 481.916 | 495.264 | 633.492 | 860.448 | 861.132 | 837.775 | 937.114 | 752.464 | 637.275 | 646.086 | 540.362 | 456.672 | 0 | 0 | 71365 | 71365 | 8140 | 2020 | solar PV | TRUE
60694 | N | . | WakeSun LLC | SunShare Management | 60970 | MN | WNC | MRO |  | 22 | 2 | NAICS-22 Non-Cogen | PV | SUN | SUN | MISO | A |  | 0 | 0 | 0 | 0 | 0 | 0 | 0 | 0 | 0 | 0 | 0 | 0 | 0 | 0 | 0 | 0 | 0 | 0 | 0 | 0 | 0 | 0 | 0 | 0 | 0 | 0 | 0 | 0 | 0 | 0 | 0 | 0 | 0 | 0 | 0 | 0 | 1467 | 3253 | 3947 | 5219 | 5428 | 5884 | 5673 | 5618 | 3962 | 2965 | 2269 | 1421 | 1467 | 3253 | 3947 | 5219 | 5428 | 5884 | 5673 | 5618 | 3962 | 2965 | 2269 | 1421 | 167.336 | 371.088 | 450.236 | 595.245 | 619.177 | 671.119 | 647.14 | 640.795 | 451.874 | 338.165 | 258.796 | 162.029 | 0 | 0 | 47106 | 47106 | 5373 | 2020 | solar PV | TRUE
60695 | N | . | BentonSun LLC | SunShare Management | 60970 | MN | WNC | MRO |  | 22 | 2 | NAICS-22 Non-Cogen | PV | SUN | SUN | MISO | A |  | 0 | 0 | 0 | 0 | 0 | 0 | 0 | 0 | 0 | 0 | 0 | 0 | 0 | 0 | 0 | 0 | 0 | 0 | 0 | 0 | 0 | 0 | 0 | 0 | 0 | 0 | 0 | 0 | 0 | 0 | 0 | 0 | 0 | 0 | 0 | 0 | 2294 | 5087 | 6172 | 8160 | 8489 | 9201 | 8872 | 8785 | 6195 | 4636 | 3548 | 2221 | 2294 | 5087 | 6172 | 8160 | 8489 | 9201 | 8872 | 8785 | 6195 | 4636 | 3548 | 2221 | 261.669 | 580.286 | 704.055 | 930.812 | 968.235 | 1049.459 | 1011.962 | 1002.04 | 706.615 | 528.804 | 404.691 | 253.372 | 0 | 0 | 73660 | 73660 | 8402 | 2020 | solar PV | TRUE
60696 | N | . | Four Peaks Camino Real | ENERGYneering Solutions, Inc | 59370 | NM | MTN | WECC |  | 22 | 2 | NAICS-22 Non-Cogen | IC | LFG | MLG | EPE | A | mcf | 40643 | 37204 | 40931 | 38490 | 39680 | 36376 | 39037 | 39529 | 37117 | 37592 | 36850 | 39264 | 40643 | 37204 | 40931 | 38490 | 39680 | 36376 | 39037 | 39529 | 37117 | 37592 | 36850 | 39264 | 0.463 | 0.463 | 0.463 | 0.463 | 0.463 | 0.463 | 0.463 | 0.463 | 0.463 | 0.463 | 0.463 | 0.463 | 18818 | 17225 | 18951 | 17821 | 18372 | 16842 | 18074 | 18302 | 17185 | 17405 | 17062 | 18179 | 18818 | 17225 | 18951 | 17821 | 18372 | 16842 | 18074 | 18302 | 17185 | 17405 | 17062 | 18179 | 1662.309 | 1521.659 | 1674.102 | 1574.254 | 1622.907 | 1487.783 | 1596.596 | 1616.741 | 1518.082 | 1537.496 | 1507.157 | 1605.914 | 462713 | 462713 | 214236 | 214236 | 18925 | 2020 | biomass | TRUE
60698 | N | . | Stanton Energy Reliability Center Hybrid | Wellhead Services, Inc | 20323 | CA | PACC | WECC |  | 22 | 2 | NAICS-22 Non-Cogen | BA | MWH | OTH | CISO | M | megawatthours | . | . | . | . | . | . | . | 30 | 34 | 15 | 5 | 7 | . | . | . | . | . | . | . | 30 | 34 | 15 | 5 | 7 | . | . | . | . | . | . | . | 0 | 0 | 0 | 0 | 0 | . | . | . | . | . | . | . | 0 | 0 | 0 | 0 | 0 | . | . | . | . | . | . | . | 0 | 0 | 0 | 0 | 0 | . | . | . | . | . | . | . | 5 | -2 | -3 | 0 | -4 | 91 | 91 | 0 | 0 | -4 | 2020 | other | TRUE
60698 | N | . | Stanton Energy Reliability Center Hybrid | Wellhead Services, Inc | 20323 | CA | PACC | WECC |  | 22 | 2 | NAICS-22 Non-Cogen | GT | NG | NG | CISO | M | mcf | . | . | . | . | . | . | . | 70531 | 53459 | 62843 | 26585 | 12015 | . | . | . | . | . | . | . | 70531 | 53459 | 62843 | 26585 | 12015 | . | . | . | . | . | . | . | 1.029 | 1.034 | 1.032 | 1.023 | 1.029 | . | . | . | . | . | . | . | 72576 | 55277 | 64854 | 27196 | 12363 | . | . | . | . | . | . | . | 72576 | 55277 | 64854 | 27196 | 12363 | . | . | . | . | . | . | . | 6511 | 5012 | 5746 | 2408 | 1164 | 225433 | 225433 | 232266 | 232266 | 20841 | 2020 | natural gas peaker | TRUE
60699 | N | . | DESI-1 Battery Energy Storage Facility | Southern California Edison Co | 17609 | CA | PACC | WECC |  | 22 | 1 | Electric Utility | BA | MWH | OTH | CISO | A | megawatthours | 0 | 0 | 0 | 0 | 0 | 0 | 0 | 0 | 0 | 0 | 0 | 0 | 0 | 0 | 0 | 0 | 0 | 0 | 0 | 0 | 0 | 0 | 0 | 0 | 0 | 0 | 0 | 0 | 0 | 0 | 0 | 0 | 0 | 0 | 0 | 0 | 0 | 0 | 0 | 0 | 0 | 0 | 0 | 0 | 0 | 0 | 0 | 0 | 0 | 0 | 0 | 0 | 0 | 0 | 0 | 0 | 0 | 0 | 0 | 0 | 0 | 0 | 0 | 0 | 0 | 0 | 0 | 0 | 0 | 0 | 0 | 0 | 0 | 0 | 0 | 0 | 0 | 2020 | other | TRUE
60700 | N | . | Wind Colebrook South | Wind Colebrook South | 60430 | CT | NEW | NPCC |  | 22 | 2 | NAICS-22 Non-Cogen | WT | WND | WND | ISNE | M |  | 0 | 0 | 0 | 0 | 0 | 0 | 0 | 0 | 0 | 0 | 0 | 0 | 0 | 0 | 0 | 0 | 0 | 0 | 0 | 0 | 0 | 0 | 0 | 0 | 0 | 0 | 0 | 0 | 0 | 0 | 0 | 0 | 0 | 0 | 0 | 0 | 8749 | 9153 | 10818 | 12142 | 10196 | 4831 | 4760 | 4673 | 7312 | 8197 | 11984 | 14001 | 8749 | 9153 | 10818 | 12142 | 10196 | 4831 | 4760 | 4673 | 7312 | 8197 | 11984 | 14001 | 998 | 1044 | 1234 | 1385 | 1163 | 551 | 543 | 533 | 834 | 935 | 1367 | 1597 | 0 | 0 | 106816 | 106816 | 12184 | 2020 | onshore wind | TRUE
60701 | N | . | JED Solid Waste Mgmt Renewable Energy | APTIM Environmental & Infrastructure | 61351 | FL | SAT | SERC |  | 22 | 2 | NAICS-22 Non-Cogen | IC | LFG | MLG | FPC | A | mcf | 92001 | 89694 | 94505 | 87567 | 82639 | 72004 | 77971 | 78763 | 71258 | 73073 | 75719 | 93452 | 92001 | 89694 | 94505 | 87567 | 82639 | 72004 | 77971 | 78763 | 71258 | 73073 | 75719 | 93452 | 0.456 | 0.456 | 0.456 | 0.456 | 0.456 | 0.456 | 0.456 | 0.456 | 0.456 | 0.456 | 0.456 | 0.456 | 41952 | 40900 | 43094 | 39931 | 37683 | 32834 | 35555 | 35916 | 32494 | 33321 | 34528 | 42614 | 41952 | 40900 | 43094 | 39931 | 37683 | 32834 | 35555 | 35916 | 32494 | 33321 | 34528 | 42614 | 3142.881 | 3064.113 | 3228.456 | 2991.448 | 2823.112 | 2459.797 | 2663.64 | 2690.689 | 2434.321 | 2496.322 | 2586.718 | 3192.503 | 988646 | 988646 | 450822 | 450822 | 33774 | 2020 | biomass | TRUE
60702 | N | . | Rincon Solar I | AES Distributed Energy | 61012 | GA | SAT | SERC |  | 22 | 2 | NAICS-22 Non-Cogen | PV | SUN | SUN | SOCO | A |  | 0 | 0 | 0 | 0 | 0 | 0 | 0 | 0 | 0 | 0 | 0 | 0 | 0 | 0 | 0 | 0 | 0 | 0 | 0 | 0 | 0 | 0 | 0 | 0 | 0 | 0 | 0 | 0 | 0 | 0 | 0 | 0 | 0 | 0 | 0 | 0 | 15751 | 16228 | 22312 | 27265 | 31541 | 26736 | 28952 | 26356 | 20780 | 21207 | 17636 | 16970 | 15751 | 16228 | 22312 | 27265 | 31541 | 26736 | 28952 | 26356 | 20780 | 21207 | 17636 | 16970 | 1796.582 | 1851.03 | 2544.959 | 3109.957 | 3597.729 | 3049.561 | 3302.414 | 3006.271 | 2370.215 | 2418.974 | 2011.595 | 1935.713 | 0 | 0 | 271734 | 271734 | 30995 | 2020 | solar PV | TRUE
60703 | N | . | Green City Recovery, LLC | Green City Recovery, LLC | 60428 | KY | ESC | SERC |  | 22 | 2 | NAICS-22 Non-Cogen | IC | LFG | MLG | LGEE | A | mcf | 8776 | 8033 | 8838 | 8311 | 8568 | 7855 | 8429 | 8535 | 8015 | 8117 | 7957 | 8478 | 8776 | 8033 | 8838 | 8311 | 8568 | 7855 | 8429 | 8535 | 8015 | 8117 | 7957 | 8478 | 0.5 | 0.5 | 0.5 | 0.5 | 0.5 | 0.5 | 0.5 | 0.5 | 0.5 | 0.5 | 0.5 | 0.5 | 4388 | 4017 | 4419 | 4156 | 4284 | 3928 | 4215 | 4268 | 4008 | 4059 | 3979 | 4239 | 4388 | 4017 | 4419 | 4156 | 4284 | 3928 | 4215 | 4268 | 4008 | 4059 | 3979 | 4239 | 216.869 | 198.519 | 218.407 | 205.381 | 211.728 | 194.1 | 208.296 | 210.924 | 198.053 | 200.585 | 196.627 | 209.511 | 99912 | 99912 | 49960 | 49960 | 2469 | 2020 | biomass | TRUE
60704 | N | . | Trenton Solar Farm (MO) | MC Power Companies Inc | 58822 | MO | WNC | SERC |  | 22 | 2 | NAICS-22 Non-Cogen | PV | SUN | SUN | SWPP | A |  | 0 | 0 | 0 | 0 | 0 | 0 | 0 | 0 | 0 | 0 | 0 | 0 | 0 | 0 | 0 | 0 | 0 | 0 | 0 | 0 | 0 | 0 | 0 | 0 | 0 | 0 | 0 | 0 | 0 | 0 | 0 | 0 | 0 | 0 | 0 | 0 | 1746 | 2623 | 3020 | 3528 | 3281 | 4217 | 4091 | 4210 | 3646 | 2883 | 2711 | 2373 | 1746 | 2623 | 3020 | 3528 | 3281 | 4217 | 4091 | 4210 | 3646 | 2883 | 2711 | 2373 | 199.205 | 299.137 | 344.5 | 402.465 | 374.195 | 481.03 | 466.675 | 480.263 | 415.833 | 328.831 | 309.218 | 270.648 | 0 | 0 | 38329 | 38329 | 4372 | 2020 | solar PV | TRUE
60705 | N | . | Rolla Solar Farm (MO) | MC Power Companies Inc | 58822 | MO | WNC | SERC |  | 22 | 2 | NAICS-22 Non-Cogen | PV | SUN | SUN | SWPP | A |  | 0 | 0 | 0 | 0 | 0 | 0 | 0 | 0 | 0 | 0 | 0 | 0 | 0 | 0 | 0 | 0 | 0 | 0 | 0 | 0 | 0 | 0 | 0 | 0 | 0 | 0 | 0 | 0 | 0 | 0 | 0 | 0 | 0 | 0 | 0 | 0 | 1621 | 2435 | 2804 | 3276 | 3046 | 3915 | 3798 | 3909 | 3385 | 2676 | 2517 | 2203 | 1621 | 2435 | 2804 | 3276 | 3046 | 3915 | 3798 | 3909 | 3385 | 2676 | 2517 | 2203 | 184.943 | 277.721 | 319.837 | 373.652 | 347.406 | 446.592 | 433.265 | 445.88 | 386.063 | 305.29 | 287.08 | 251.271 | 0 | 0 | 35585 | 35585 | 4059 | 2020 | solar PV | TRUE
60706 | N | . | Waynesville Solar Farm (MO) | MC Power Companies Inc | 58822 | MO | WNC | SERC |  | 22 | 2 | NAICS-22 Non-Cogen | PV | SUN | SUN | SWPP | A |  | 0 | 0 | 0 | 0 | 0 | 0 | 0 | 0 | 0 | 0 | 0 | 0 | 0 | 0 | 0 | 0 | 0 | 0 | 0 | 0 | 0 | 0 | 0 | 0 | 0 | 0 | 0 | 0 | 0 | 0 | 0 | 0 | 0 | 0 | 0 | 0 | 1693 | 2542 | 2928 | 3420 | 3180 | 4088 | 3966 | 4081 | 3534 | 2795 | 2628 | 2300 | 1693 | 2542 | 2928 | 3420 | 3180 | 4088 | 3966 | 4081 | 3534 | 2795 | 2628 | 2300 | 193.1 | 289.968 | 333.942 | 390.13 | 362.726 | 466.286 | 452.372 | 465.543 | 403.088 | 318.753 | 299.74 | 262.352 | 0 | 0 | 37155 | 37155 | 4238 | 2020 | solar PV | TRUE
60707 | N | . | Marshall Solar Farm (MO) | MC Power Companies Inc | 58822 | MO | WNC | SERC |  | 22 | 2 | NAICS-22 Non-Cogen | PV | SUN | SUN | SWPP | A |  | 0 | 0 | 0 | 0 | 0 | 0 | 0 | 0 | 0 | 0 | 0 | 0 | 0 | 0 | 0 | 0 | 0 | 0 | 0 | 0 | 0 | 0 | 0 | 0 | 0 | 0 | 0 | 0 | 0 | 0 | 0 | 0 | 0 | 0 | 0 | 0 | 1639 | 2461 | 2834 | 3311 | 3078 | 3957 | 3839 | 3950 | 3420 | 2705 | 2543 | 2226 | 1639 | 2461 | 2834 | 3311 | 3078 | 3957 | 3839 | 3950 | 3420 | 2705 | 2543 | 2226 | 186.904 | 280.663 | 323.225 | 377.61 | 351.086 | 451.323 | 437.855 | 450.603 | 390.153 | 308.524 | 290.121 | 253.933 | 0 | 0 | 35963 | 35963 | 4102 | 2020 | solar PV | TRUE
60708 | N | . | Havre de Grace II - E at Perryman | Constellation Solar MC, LLC | 61419 | MD | SAT | RFC |  | 22 | 2 | NAICS-22 Non-Cogen | PV | SUN | SUN | PJM | A |  | 0 | 0 | 0 | 0 | 0 | 0 | 0 | 0 | 0 | 0 | 0 | 0 | 0 | 0 | 0 | 0 | 0 | 0 | 0 | 0 | 0 | 0 | 0 | 0 | 0 | 0 | 0 | 0 | 0 | 0 | 0 | 0 | 0 | 0 | 0 | 0 | 1011 | 1148 | 1459 | 1636 | 1871 | 2016 | 2003 | 1670 | 1481 | 1271 | 1148 | 846 | 1011 | 1148 | 1459 | 1636 | 1871 | 2016 | 2003 | 1670 | 1481 | 1271 | 1148 | 846 | 115.309 | 130.978 | 166.392 | 186.652 | 213.367 | 229.91 | 228.426 | 190.438 | 168.984 | 145.025 | 130.969 | 96.55 | 0 | 0 | 17560 | 17560 | 2003 | 2020 | solar PV | TRUE
60709 | N | . | IFF Hazlet | Goldman Sachs Renewable Power Group | 61944 | NJ | MAT | RFC |  | 22 | 2 | NAICS-22 Non-Cogen | PV | SUN | SUN | PJM | A |  | 0 | 0 | 0 | 0 | 0 | 0 | 0 | 0 | 0 | 0 | 0 | 0 | 0 | 0 | 0 | 0 | 0 | 0 | 0 | 0 | 0 | 0 | 0 | 0 | 0 | 0 | 0 | 0 | 0 | 0 | 0 | 0 | 0 | 0 | 0 | 0 | 2199 | 2470 | 3538 | 3679 | 4815 | 5055 | 4761 | 4114 | 3780 | 2729 | 2505 | 1735 | 2199 | 2470 | 3538 | 3679 | 4815 | 5055 | 4761 | 4114 | 3780 | 2729 | 2505 | 1735 | 250.818 | 281.794 | 403.594 | 419.694 | 549.266 | 576.579 | 543.048 | 469.213 | 431.13 | 311.328 | 285.68 | 197.856 | 0 | 0 | 41380 | 41380 | 4720 | 2020 | solar PV | TRUE
60710 | N | . | Stone Hill Solar CSG | Goldman Sachs Renewable Power Group | 61944 | MA | NEW | NPCC |  | 22 | 2 | NAICS-22 Non-Cogen | PV | SUN | SUN | ISNE | A |  | 0 | 0 | 0 | 0 | 0 | 0 | 0 | 0 | 0 | 0 | 0 | 0 | 0 | 0 | 0 | 0 | 0 | 0 | 0 | 0 | 0 | 0 | 0 | 0 | 0 | 0 | 0 | 0 | 0 | 0 | 0 | 0 | 0 | 0 | 0 | 0 | 1286 | 1685 | 2563 | 2458 | 3465 | 3273 | 3224 | 3047 | 2646 | 1924 | 1376 | 1047 | 1286 | 1685 | 2563 | 2458 | 3465 | 3273 | 3224 | 3047 | 2646 | 1924 | 1376 | 1047 | 146.696 | 192.148 | 292.37 | 280.325 | 395.205 | 373.388 | 367.706 | 347.594 | 301.801 | 219.419 | 156.923 | 119.425 | 0 | 0 | 27994 | 27994 | 3193 | 2020 | solar PV | TRUE
60711 | N | . | Chisago Community Solar | Chisago Community Solar | 60434 | MN | WNC | MRO |  | 22 | 2 | NAICS-22 Non-Cogen | PV | SUN | SUN | MISO | A |  | 0 | 0 | 0 | 0 | 0 | 0 | 0 | 0 | 0 | 0 | 0 | 0 | 0 | 0 | 0 | 0 | 0 | 0 | 0 | 0 | 0 | 0 | 0 | 0 | 0 | 0 | 0 | 0 | 0 | 0 | 0 | 0 | 0 | 0 | 0 | 0 | 1728 | 3832 | 4649 | 6146 | 6393 | 6929 | 6682 | 6616 | 4666 | 3492 | 2672 | 1673 | 1728 | 3832 | 4649 | 6146 | 6393 | 6929 | 6682 | 6616 | 4666 | 3492 | 2672 | 1673 | 197.077 | 437.045 | 530.262 | 701.045 | 729.23 | 790.404 | 762.163 | 754.69 | 532.19 | 398.271 | 304.795 | 190.828 | 0 | 0 | 55478 | 55478 | 6328 | 2020 | solar PV | TRUE
60712 | N | . | Ursa Community Solar | Ursa Community Solar | 60435 | MN | WNC | MRO |  | 22 | 2 | NAICS-22 Non-Cogen | PV | SUN | SUN | MISO | A |  | 0 | 0 | 0 | 0 | 0 | 0 | 0 | 0 | 0 | 0 | 0 | 0 | 0 | 0 | 0 | 0 | 0 | 0 | 0 | 0 | 0 | 0 | 0 | 0 | 0 | 0 | 0 | 0 | 0 | 0 | 0 | 0 | 0 | 0 | 0 | 0 | 2263 | 5018 | 6089 | 8050 | 8373 | 9076 | 8751 | 8666 | 6111 | 4573 | 3500 | 2191 | 2263 | 5018 | 6089 | 8050 | 8373 | 9076 | 8751 | 8666 | 6111 | 4573 | 3500 | 2191 | 258.119 | 572.413 | 694.502 | 918.182 | 955.098 | 1035.22 | 998.231 | 988.444 | 697.028 | 521.629 | 399.2 | 249.934 | 0 | 0 | 72661 | 72661 | 8288 | 2020 | solar PV | TRUE
60713 | N | . | Sunrise Community Solar | Sunrise Community Solar | 60436 | MN | WNC | MRO |  | 22 | 2 | NAICS-22 Non-Cogen | PV | SUN | SUN | MISO | A |  | 0 | 0 | 0 | 0 | 0 | 0 | 0 | 0 | 0 | 0 | 0 | 0 | 0 | 0 | 0 | 0 | 0 | 0 | 0 | 0 | 0 | 0 | 0 | 0 | 0 | 0 | 0 | 0 | 0 | 0 | 0 | 0 | 0 | 0 | 0 | 0 | 2206 | 4892 | 5936 | 7848 | 8163 | 8848 | 8532 | 8448 | 5957 | 4458 | 3412 | 2136 | 2206 | 4892 | 5936 | 7848 | 8163 | 8848 | 8532 | 8448 | 5957 | 4458 | 3412 | 2136 | 251.642 | 558.047 | 677.072 | 895.139 | 931.128 | 1009.239 | 973.179 | 963.637 | 679.535 | 508.538 | 389.182 | 243.662 | 0 | 0 | 70836 | 70836 | 8080 | 2020 | solar PV | TRUE
60714 | N | . | Rosemount Community Solar | Rosemount Community Solar | 60437 | MN | WNC | MRO |  | 22 | 2 | NAICS-22 Non-Cogen | PV | SUN | SUN | MISO | A |  | 0 | 0 | 0 | 0 | 0 | 0 | 0 | 0 | 0 | 0 | 0 | 0 | 0 | 0 | 0 | 0 | 0 | 0 | 0 | 0 | 0 | 0 | 0 | 0 | 0 | 0 | 0 | 0 | 0 | 0 | 0 | 0 | 0 | 0 | 0 | 0 | 2324 | 5154 | 6253 | 8267 | 8600 | 9321 | 8988 | 8900 | 6276 | 4697 | 3594 | 2250 | 2324 | 5154 | 6253 | 8267 | 8600 | 9321 | 8988 | 8900 | 6276 | 4697 | 3594 | 2250 | 265.098 | 587.883 | 713.272 | 942.998 | 980.911 | 1063.199 | 1025.21 | 1015.158 | 715.866 | 535.727 | 409.989 | 256.689 | 0 | 0 | 74624 | 74624 | 8512 | 2020 | solar PV | TRUE
60715 | N | . | Paynesville Community Solar | Paynesville Community Solar | 60438 | MN | WNC | MRO |  | 22 | 2 | NAICS-22 Non-Cogen | PV | SUN | SUN | MISO | A |  | 0 | 0 | 0 | 0 | 0 | 0 | 0 | 0 | 0 | 0 | 0 | 0 | 0 | 0 | 0 | 0 | 0 | 0 | 0 | 0 | 0 | 0 | 0 | 0 | 0 | 0 | 0 | 0 | 0 | 0 | 0 | 0 | 0 | 0 | 0 | 0 | 2251 | 4991 | 6056 | 8006 | 8328 | 9026 | 8704 | 8619 | 6078 | 4548 | 3481 | 2179 | 2251 | 4991 | 6056 | 8006 | 8328 | 9026 | 8704 | 8619 | 6078 | 4548 | 3481 | 2179 | 256.718 | 569.305 | 690.731 | 913.197 | 949.912 | 1029.599 | 992.811 | 983.077 | 693.243 | 518.797 | 397.033 | 248.577 | 0 | 0 | 72267 | 72267 | 8243 | 2020 | solar PV | TRUE
60716 | N | . | Orion Community Solar | Orion Community Solar | 60439 | MN | WNC | MRO |  | 22 | 2 | NAICS-22 Non-Cogen | PV | SUN | SUN | MISO | A |  | 0 | 0 | 0 | 0 | 0 | 0 | 0 | 0 | 0 | 0 | 0 | 0 | 0 | 0 | 0 | 0 | 0 | 0 | 0 | 0 | 0 | 0 | 0 | 0 | 0 | 0 | 0 | 0 | 0 | 0 | 0 | 0 | 0 | 0 | 0 | 0 | 1263 | 2800 | 3397 | 4491 | 4672 | 5064 | 4883 | 4835 | 3409 | 2551 | 1953 | 1222 | 1263 | 2800 | 3397 | 4491 | 4672 | 5064 | 4883 | 4835 | 3409 | 2551 | 1953 | 1222 | 144.007 | 319.358 | 387.473 | 512.268 | 532.864 | 577.565 | 556.928 | 551.468 | 388.882 | 291.025 | 222.72 | 139.442 | 0 | 0 | 40540 | 40540 | 4624 | 2020 | solar PV | TRUE
60717 | N | . | Northfield Community Solar | Northfield Community Solar | 60440 | MN | WNC | MRO |  | 22 | 2 | NAICS-22 Non-Cogen | PV | SUN | SUN | MISO | A |  | 0 | 0 | 0 | 0 | 0 | 0 | 0 | 0 | 0 | 0 | 0 | 0 | 0 | 0 | 0 | 0 | 0 | 0 | 0 | 0 | 0 | 0 | 0 | 0 | 0 | 0 | 0 | 0 | 0 | 0 | 0 | 0 | 0 | 0 | 0 | 0 | 1874 | 4156 | 5043 | 6667 | 6935 | 7516 | 7248 | 7177 | 5061 | 3787 | 2898 | 1815 | 1874 | 4156 | 5043 | 6667 | 6935 | 7516 | 7248 | 7177 | 5061 | 3787 | 2898 | 1815 | 213.77 | 474.064 | 575.176 | 760.425 | 790.998 | 857.354 | 826.72 | 818.615 | 577.268 | 432.006 | 330.612 | 206.992 | 0 | 0 | 60177 | 60177 | 6864 | 2020 | solar PV | TRUE
60720 | N | . | Weld 1 Community Solar Array | Goldman Sachs Renewable Power Group | 61944 | CO | MTN | WECC |  | 22 | 2 | NAICS-22 Non-Cogen | PV | SUN | SUN | PSCO | A |  | 0 | 0 | 0 | 0 | 0 | 0 | 0 | 0 | 0 | 0 | 0 | 0 | 0 | 0 | 0 | 0 | 0 | 0 | 0 | 0 | 0 | 0 | 0 | 0 | 0 | 0 | 0 | 0 | 0 | 0 | 0 | 0 | 0 | 0 | 0 | 0 | 1697 | 1788 | 2739 | 3061 | 3554 | 3446 | 3571 | 2911 | 2837 | 2137 | 1842 | 1392 | 1697 | 1788 | 2739 | 3061 | 3554 | 3446 | 3571 | 2911 | 2837 | 2137 | 1842 | 1392 | 193.581 | 203.919 | 312.391 | 349.129 | 405.411 | 393.04 | 407.353 | 332.001 | 323.561 | 243.794 | 210.084 | 158.736 | 0 | 0 | 30975 | 30975 | 3533 | 2020 | solar PV | TRUE
60721 | N | . | Green Cow Power | Green Cow Power LLC | 60441 | IN | ENC | RFC |  | 112 | 6 | Industrial NAICS Non-Cogen | IC | OBG | ORW | MISO | A | Mcf | 38130 | 34155 | 38862 | 37334 | 36716 | 34323 | 33594 | 33246 | 33250 | 36147 | 34226 | 37752 | 38130 | 34155 | 38862 | 37334 | 36716 | 34323 | 33594 | 33246 | 33250 | 36147 | 34226 | 37752 | 0.62 | 0.62 | 0.62 | 0.62 | 0.62 | 0.62 | 0.62 | 0.62 | 0.62 | 0.62 | 0.62 | 0.62 | 23641 | 21176 | 24094 | 23147 | 22764 | 21280 | 20828 | 20613 | 20615 | 22411 | 21220 | 23406 | 23641 | 21176 | 24094 | 23147 | 22764 | 21280 | 20828 | 20613 | 20615 | 22411 | 21220 | 23406 | 2000.39 | 1791.828 | 2038.814 | 1958.612 | 1926.203 | 1800.648 | 1762.44 | 1744.186 | 1744.359 | 1896.383 | 1795.554 | 1980.583 | 427735 | 427735 | 265195 | 265195 | 22440 | 2020 | biomass | FALSE
60722 | N | . | Logan 1 Community Solar Array | Goldman Sachs Renewable Power Group | 61944 | CO | MTN | WECC |  | 22 | 2 | NAICS-22 Non-Cogen | PV | SUN | SUN | PSCO | A |  | 0 | 0 | 0 | 0 | 0 | 0 | 0 | 0 | 0 | 0 | 0 | 0 | 0 | 0 | 0 | 0 | 0 | 0 | 0 | 0 | 0 | 0 | 0 | 0 | 0 | 0 | 0 | 0 | 0 | 0 | 0 | 0 | 0 | 0 | 0 | 0 | 1599 | 1684 | 2580 | 2883 | 3348 | 3246 | 3364 | 2742 | 2672 | 2013 | 1735 | 1311 | 1599 | 1684 | 2580 | 2883 | 3348 | 3246 | 3364 | 2742 | 2672 | 2013 | 1735 | 1311 | 182.349 | 192.086 | 294.265 | 328.871 | 381.887 | 370.235 | 383.717 | 312.737 | 304.786 | 229.648 | 197.894 | 149.525 | 0 | 0 | 29177 | 29177 | 3328 | 2020 | solar PV | TRUE
60723 | N | . | Conejos 1 Community Solar Array | Goldman Sachs Renewable Power Group | 61944 | CO | MTN | WECC |  | 22 | 2 | NAICS-22 Non-Cogen | PV | SUN | SUN | PSCO | A |  | 0 | 0 | 0 | 0 | 0 | 0 | 0 | 0 | 0 | 0 | 0 | 0 | 0 | 0 | 0 | 0 | 0 | 0 | 0 | 0 | 0 | 0 | 0 | 0 | 0 | 0 | 0 | 0 | 0 | 0 | 0 | 0 | 0 | 0 | 0 | 0 | 1963 | 2068 | 3168 | 3541 | 4112 | 3986 | 4131 | 3367 | 3281 | 2472 | 2131 | 1610 | 1963 | 2068 | 3168 | 3541 | 4112 | 3986 | 4131 | 3367 | 3281 | 2472 | 2131 | 1610 | 223.937 | 235.895 | 361.376 | 403.875 | 468.982 | 454.672 | 471.229 | 384.061 | 374.297 | 282.023 | 243.026 | 183.627 | 0 | 0 | 35830 | 35830 | 4087 | 2020 | solar PV | TRUE
60724 | N | . | Arapahoe 3 Community Solar Array | Goldman Sachs Renewable Power Group | 61944 | CO | MTN | WECC |  | 22 | 2 | NAICS-22 Non-Cogen | PV | SUN | SUN | PSCO | A |  | 0 | 0 | 0 | 0 | 0 | 0 | 0 | 0 | 0 | 0 | 0 | 0 | 0 | 0 | 0 | 0 | 0 | 0 | 0 | 0 | 0 | 0 | 0 | 0 | 0 | 0 | 0 | 0 | 0 | 0 | 0 | 0 | 0 | 0 | 0 | 0 | 1800 | 1897 | 2905 | 3247 | 3771 | 3655 | 3789 | 3088 | 3009 | 2267 | 1954 | 1476 | 1800 | 1897 | 2905 | 3247 | 3771 | 3655 | 3789 | 3088 | 3009 | 2267 | 1954 | 1476 | 205.362 | 216.328 | 331.402 | 370.375 | 430.082 | 416.959 | 432.142 | 352.205 | 343.251 | 258.63 | 222.868 | 168.396 | 0 | 0 | 32858 | 32858 | 3748 | 2020 | solar PV | TRUE
60725 | N | . | Xcel Adams 2 Community Solar Array | Goldman Sachs Renewable Power Group | 61944 | CO | MTN | WECC |  | 22 | 2 | NAICS-22 Non-Cogen | PV | SUN | SUN | PSCO | A |  | 0 | 0 | 0 | 0 | 0 | 0 | 0 | 0 | 0 | 0 | 0 | 0 | 0 | 0 | 0 | 0 | 0 | 0 | 0 | 0 | 0 | 0 | 0 | 0 | 0 | 0 | 0 | 0 | 0 | 0 | 0 | 0 | 0 | 0 | 0 | 0 | 1761 | 1855 | 2842 | 3176 | 3688 | 3575 | 3706 | 3020 | 2943 | 2218 | 1911 | 1444 | 1761 | 1855 | 2842 | 3176 | 3688 | 3575 | 3706 | 3020 | 2943 | 2218 | 1911 | 1444 | 200.871 | 211.595 | 324.151 | 362.272 | 420.672 | 407.836 | 422.688 | 344.499 | 335.741 | 252.972 | 217.992 | 164.711 | 0 | 0 | 32139 | 32139 | 3666 | 2020 | solar PV | TRUE
60726 | N | . | Xcel Adams 1 Community Solar Array | Goldman Sachs Renewable Power Group | 61944 | CO | MTN | WECC |  | 22 | 2 | NAICS-22 Non-Cogen | PV | SUN | SUN | PSCO | A |  | 0 | 0 | 0 | 0 | 0 | 0 | 0 | 0 | 0 | 0 | 0 | 0 | 0 | 0 | 0 | 0 | 0 | 0 | 0 | 0 | 0 | 0 | 0 | 0 | 0 | 0 | 0 | 0 | 0 | 0 | 0 | 0 | 0 | 0 | 0 | 0 | 1809 | 1905 | 2919 | 3262 | 3788 | 3672 | 3806 | 3102 | 3023 | 2278 | 1963 | 1483 | 1809 | 1905 | 2919 | 3262 | 3788 | 3672 | 3806 | 3102 | 3023 | 2278 | 1963 | 1483 | 206.294 | 217.309 | 332.905 | 372.055 | 432.033 | 418.85 | 434.103 | 353.802 | 344.808 | 259.803 | 223.879 | 169.159 | 0 | 0 | 33010 | 33010 | 3765 | 2020 | solar PV | TRUE
60727 | N | . | East Orange Solar | Goldman Sachs Renewable Power Group | 61944 | NJ | MAT | RFC |  | 22 | 2 | NAICS-22 Non-Cogen | PV | SUN | SUN | PJM | A |  | 0 | 0 | 0 | 0 | 0 | 0 | 0 | 0 | 0 | 0 | 0 | 0 | 0 | 0 | 0 | 0 | 0 | 0 | 0 | 0 | 0 | 0 | 0 | 0 | 0 | 0 | 0 | 0 | 0 | 0 | 0 | 0 | 0 | 0 | 0 | 0 | 2925 | 3286 | 4706 | 4894 | 6405 | 6723 | 6332 | 5471 | 5027 | 3630 | 3331 | 2307 | 2925 | 3286 | 4706 | 4894 | 6405 | 6723 | 6332 | 5471 | 5027 | 3630 | 3331 | 2307 | 333.609 | 374.81 | 536.815 | 558.228 | 730.57 | 766.899 | 722.3 | 624.093 | 573.439 | 414.093 | 379.979 | 263.165 | 0 | 0 | 55037 | 55037 | 6278 | 2020 | solar PV | TRUE
60728 | N | . | Howell Solar | Goldman Sachs Renewable Power Group | 61944 | NJ | MAT | RFC |  | 22 | 2 | NAICS-22 Non-Cogen | PV | SUN | SUN | PJM | M |  | 0 | 0 | 0 | 0 | 0 | 0 | 0 | 0 | 0 | 0 | 0 | 0 | 0 | 0 | 0 | 0 | 0 | 0 | 0 | 0 | 0 | 0 | 0 | 0 | 0 | 0 | 0 | 0 | 0 | 0 | 0 | 0 | 0 | 0 | 0 | 0 | 5681 | 6391 | 8671 | 8995 | 11800 | 12028 | 11511 | 9425 | 9126 | 6812 | 6444 | 4568 | 5681 | 6391 | 8671 | 8995 | 11800 | 12028 | 11511 | 9425 | 9126 | 6812 | 6444 | 4568 | 648 | 729 | 989 | 1026 | 1346 | 1372 | 1313 | 1075 | 1041 | 777 | 735 | 521 | 0 | 0 | 101452 | 101452 | 11572 | 2020 | solar PV | TRUE
60729 | N | . | Raritan Solar | Goldman Sachs Renewable Power Group | 61944 | NJ | MAT | RFC |  | 22 | 2 | NAICS-22 Non-Cogen | PV | SUN | SUN | PJM | M |  | 0 | 0 | 0 | 0 | 0 | 0 | 0 | 0 | 0 | 0 | 0 | 0 | 0 | 0 | 0 | 0 | 0 | 0 | 0 | 0 | 0 | 0 | 0 | 0 | 0 | 0 | 0 | 0 | 0 | 0 | 0 | 0 | 0 | 0 | 0 | 0 | 5848 | 6777 | 9460 | 9898 | 12616 | 13115 | 12344 | 11257 | 10196 | 7215 | 6751 | 4489 | 5848 | 6777 | 9460 | 9898 | 12616 | 13115 | 12344 | 11257 | 10196 | 7215 | 6751 | 4489 | 667 | 773 | 1079 | 1129 | 1439 | 1496 | 1408 | 1284 | 1163 | 823 | 770 | 512 | 0 | 0 | 109966 | 109966 | 12543 | 2020 | solar PV | TRUE
60730 | N | . | Bridgewater Solar CSG | Goldman Sachs Renewable Power Group | 61944 | MA | NEW | NPCC |  | 22 | 2 | NAICS-22 Non-Cogen | PV | SUN | SUN | ISNE | A |  | 0 | 0 | 0 | 0 | 0 | 0 | 0 | 0 | 0 | 0 | 0 | 0 | 0 | 0 | 0 | 0 | 0 | 0 | 0 | 0 | 0 | 0 | 0 | 0 | 0 | 0 | 0 | 0 | 0 | 0 | 0 | 0 | 0 | 0 | 0 | 0 | 1249 | 1636 | 2489 | 2386 | 3364 | 3178 | 3130 | 2959 | 2569 | 1868 | 1336 | 1017 | 1249 | 1636 | 2489 | 2386 | 3364 | 3178 | 3130 | 2959 | 2569 | 1868 | 1336 | 1017 | 142.424 | 186.552 | 283.854 | 272.16 | 383.694 | 362.512 | 356.996 | 337.47 | 293.011 | 213.028 | 152.352 | 115.947 | 0 | 0 | 27181 | 27181 | 3100 | 2020 | solar PV | TRUE
60731 | N | . | Holliston Solar CSG | Goldman Sachs Renewable Power Group | 61944 | MA | NEW | NPCC |  | 22 | 2 | NAICS-22 Non-Cogen | PV | SUN | SUN | ISNE | A |  | 0 | 0 | 0 | 0 | 0 | 0 | 0 | 0 | 0 | 0 | 0 | 0 | 0 | 0 | 0 | 0 | 0 | 0 | 0 | 0 | 0 | 0 | 0 | 0 | 0 | 0 | 0 | 0 | 0 | 0 | 0 | 0 | 0 | 0 | 0 | 0 | 671 | 879 | 1337 | 1282 | 1808 | 1708 | 1682 | 1590 | 1381 | 1004 | 718 | 546 | 671 | 879 | 1337 | 1282 | 1808 | 1708 | 1682 | 1590 | 1381 | 1004 | 718 | 546 | 76.54 | 100.256 | 152.549 | 146.264 | 206.205 | 194.821 | 191.857 | 181.363 | 157.47 | 114.486 | 81.877 | 62.312 | 0 | 0 | 14606 | 14606 | 1666 | 2020 | solar PV | TRUE
60732 | N | . | Frankford Solar | Goldman Sachs Renewable Power Group | 61944 | NJ | MAT | RFC |  | 22 | 2 | NAICS-22 Non-Cogen | PV | SUN | SUN | PJM | A |  | 0 | 0 | 0 | 0 | 0 | 0 | 0 | 0 | 0 | 0 | 0 | 0 | 0 | 0 | 0 | 0 | 0 | 0 | 0 | 0 | 0 | 0 | 0 | 0 | 0 | 0 | 0 | 0 | 0 | 0 | 0 | 0 | 0 | 0 | 0 | 0 | 4930 | 5539 | 7933 | 8250 | 10797 | 11334 | 10675 | 9223 | 8475 | 6120 | 5616 | 3889 | 4930 | 5539 | 7933 | 8250 | 10797 | 11334 | 10675 | 9223 | 8475 | 6120 | 5616 | 3889 | 562.375 | 631.828 | 904.924 | 941.021 | 1231.542 | 1292.783 | 1217.601 | 1052.051 | 966.662 | 698.048 | 640.541 | 443.624 | 0 | 0 | 92781 | 92781 | 10583 | 2020 | solar PV | TRUE
60733 | N | . | Brickyard Solar | Goldman Sachs Renewable Power Group | 61944 | NJ | MAT | RFC |  | 22 | 2 | NAICS-22 Non-Cogen | PV | SUN | SUN | PJM | A |  | 0 | 0 | 0 | 0 | 0 | 0 | 0 | 0 | 0 | 0 | 0 | 0 | 0 | 0 | 0 | 0 | 0 | 0 | 0 | 0 | 0 | 0 | 0 | 0 | 0 | 0 | 0 | 0 | 0 | 0 | 0 | 0 | 0 | 0 | 0 | 0 | 1092 | 1227 | 1758 | 1828 | 2392 | 2511 | 2365 | 2044 | 1878 | 1356 | 1244 | 862 | 1092 | 1227 | 1758 | 1828 | 2392 | 2511 | 2365 | 2044 | 1878 | 1356 | 1244 | 862 | 124.612 | 140.002 | 200.515 | 208.513 | 272.887 | 286.457 | 269.798 | 233.115 | 214.195 | 154.675 | 141.932 | 98.299 | 0 | 0 | 20557 | 20557 | 2345 | 2020 | solar PV | TRUE
60734 | N | . | Bordentown Solar | Goldman Sachs Renewable Power Group | 61944 | NJ | MAT | RFC |  | 22 | 2 | NAICS-22 Non-Cogen | PV | SUN | SUN | PJM | M |  | 0 | 0 | 0 | 0 | 0 | 0 | 0 | 0 | 0 | 0 | 0 | 0 | 0 | 0 | 0 | 0 | 0 | 0 | 0 | 0 | 0 | 0 | 0 | 0 | 0 | 0 | 0 | 0 | 0 | 0 | 0 | 0 | 0 | 0 | 0 | 0 | 4927 | 5848 | 7960 | 7908 | 10573 | 10950 | 10801 | 9004 | 8469 | 6172 | 5681 | 3805 | 4927 | 5848 | 7960 | 7908 | 10573 | 10950 | 10801 | 9004 | 8469 | 6172 | 5681 | 3805 | 562 | 667 | 908 | 902 | 1206 | 1249 | 1232 | 1027 | 966 | 704 | 648 | 434 | 0 | 0 | 92098 | 92098 | 10505 | 2020 | solar PV | TRUE
60735 | N | . | Longview Solar | Goldman Sachs Renewable Power Group | 61944 | MD | SAT | RFC |  | 22 | 2 | NAICS-22 Non-Cogen | PV | SUN | SUN | PJM | M |  | 0 | 0 | 0 | 0 | 0 | 0 | 0 | 0 | 0 | 0 | 0 | 0 | 0 | 0 | 0 | 0 | 0 | 0 | 0 | 0 | 0 | 0 | 0 | 0 | 0 | 0 | 0 | 0 | 0 | 0 | 0 | 0 | 0 | 0 | 0 | 0 | 10626 | 12765 | 17385 | 17131 | 23855 | 28475 | 27616 | 20602 | 16359 | 13115 | 10564 | 8697 | 10626 | 12765 | 17385 | 17131 | 23855 | 28475 | 27616 | 20602 | 16359 | 13115 | 10564 | 8697 | 1212 | 1456 | 1983 | 1954 | 2721 | 3248 | 3150 | 2350 | 1866 | 1496 | 1205 | 992 | 0 | 0 | 207190 | 207190 | 23633 | 2020 | solar PV | TRUE
60736 | N | . | Wilmington Solar | Goldman Sachs Renewable Power Group | 61944 | MA | NEW | NPCC |  | 22 | 2 | NAICS-22 Non-Cogen | PV | SUN | SUN | ISNE | A |  | 0 | 0 | 0 | 0 | 0 | 0 | 0 | 0 | 0 | 0 | 0 | 0 | 0 | 0 | 0 | 0 | 0 | 0 | 0 | 0 | 0 | 0 | 0 | 0 | 0 | 0 | 0 | 0 | 0 | 0 | 0 | 0 | 0 | 0 | 0 | 0 | 940 | 1231 | 1874 | 1796 | 2533 | 2393 | 2356 | 2228 | 1934 | 1406 | 1006 | 765 | 940 | 1231 | 1874 | 1796 | 2533 | 2393 | 2356 | 2228 | 1934 | 1406 | 1006 | 765 | 107.23 | 140.455 | 213.715 | 204.91 | 288.884 | 272.937 | 268.784 | 254.082 | 220.609 | 160.39 | 114.707 | 87.297 | 0 | 0 | 20462 | 20462 | 2334 | 2020 | solar PV | TRUE
60737 | N | . | Church Hill | Goldman Sachs Renewable Power Group | 61944 | MD | SAT | RFC |  | 22 | 2 | NAICS-22 Non-Cogen | PV | SUN | SUN | PJM | M |  | 0 | 0 | 0 | 0 | 0 | 0 | 0 | 0 | 0 | 0 | 0 | 0 | 0 | 0 | 0 | 0 | 0 | 0 | 0 | 0 | 0 | 0 | 0 | 0 | 0 | 0 | 0 | 0 | 0 | 0 | 0 | 0 | 0 | 0 | 0 | 0 | 4910 | 5532 | 6707 | 7136 | 8495 | 9267 | 9337 | 8197 | 6856 | 6014 | 5690 | 4199 | 4910 | 5532 | 6707 | 7136 | 8495 | 9267 | 9337 | 8197 | 6856 | 6014 | 5690 | 4199 | 560 | 631 | 765 | 814 | 969 | 1057 | 1065 | 935 | 782 | 686 | 649 | 479 | 0 | 0 | 82340 | 82340 | 9392 | 2020 | solar PV | TRUE
60738 | N | . | Fall River Solar CSG | Goldman Sachs Renewable Power Group | 61944 | MA | NEW | NPCC |  | 22 | 2 | NAICS-22 Non-Cogen | PV | SUN | SUN | ISNE | A |  | 0 | 0 | 0 | 0 | 0 | 0 | 0 | 0 | 0 | 0 | 0 | 0 | 0 | 0 | 0 | 0 | 0 | 0 | 0 | 0 | 0 | 0 | 0 | 0 | 0 | 0 | 0 | 0 | 0 | 0 | 0 | 0 | 0 | 0 | 0 | 0 | 1148 | 1504 | 2288 | 2194 | 3093 | 2922 | 2877 | 2720 | 2362 | 1717 | 1228 | 935 | 1148 | 1504 | 2288 | 2194 | 3093 | 2922 | 2877 | 2720 | 2362 | 1717 | 1228 | 935 | 130.937 | 171.507 | 260.963 | 250.212 | 352.751 | 333.278 | 328.206 | 310.254 | 269.381 | 195.849 | 140.066 | 106.596 | 0 | 0 | 24988 | 24988 | 2850 | 2020 | solar PV | TRUE
60739 | N | . | DSM Solar | Goldman Sachs Renewable Power Group | 61944 | NJ | MAT | RFC |  | 22 | 2 | NAICS-22 Non-Cogen | PV | SUN | SUN | PJM | A |  | 0 | 0 | 0 | 0 | 0 | 0 | 0 | 0 | 0 | 0 | 0 | 0 | 0 | 0 | 0 | 0 | 0 | 0 | 0 | 0 | 0 | 0 | 0 | 0 | 0 | 0 | 0 | 0 | 0 | 0 | 0 | 0 | 0 | 0 | 0 | 0 | 2925 | 3286 | 4706 | 4894 | 6405 | 6723 | 6332 | 5471 | 5027 | 3630 | 3331 | 2307 | 2925 | 3286 | 4706 | 4894 | 6405 | 6723 | 6332 | 5471 | 5027 | 3630 | 3331 | 2307 | 333.609 | 374.81 | 536.815 | 558.228 | 730.57 | 766.899 | 722.3 | 624.093 | 573.439 | 414.093 | 379.979 | 263.165 | 0 | 0 | 55037 | 55037 | 6278 | 2020 | solar PV | TRUE
60740 | N | . | Pittsgrove Solar | Goldman Sachs Renewable Power Group | 61944 | NJ | MAT | RFC |  | 22 | 2 | NAICS-22 Non-Cogen | PV | SUN | SUN | PJM | A |  | 0 | 0 | 0 | 0 | 0 | 0 | 0 | 0 | 0 | 0 | 0 | 0 | 0 | 0 | 0 | 0 | 0 | 0 | 0 | 0 | 0 | 0 | 0 | 0 | 0 | 0 | 0 | 0 | 0 | 0 | 0 | 0 | 0 | 0 | 0 | 0 | 1381 | 1551 | 2222 | 2311 | 3024 | 3174 | 2990 | 2583 | 2374 | 1714 | 1573 | 1089 | 1381 | 1551 | 2222 | 2311 | 3024 | 3174 | 2990 | 2583 | 2374 | 1714 | 1573 | 1089 | 157.504 | 176.957 | 253.444 | 263.553 | 344.92 | 362.072 | 341.016 | 294.65 | 270.735 | 195.504 | 179.398 | 124.247 | 0 | 0 | 25986 | 25986 | 2964 | 2020 | solar PV | TRUE
60741 | N | . | Old Midville Solar | Citizens Enterprises Corporation | 58871 | GA | SAT | SERC |  | 22 | 2 | NAICS-22 Non-Cogen | PV | SUN | SUN | SOCO | A |  | 0 | 0 | 0 | 0 | 0 | 0 | 0 | 0 | 0 | 0 | 0 | 0 | 0 | 0 | 0 | 0 | 0 | 0 | 0 | 0 | 0 | 0 | 0 | 0 | 0 | 0 | 0 | 0 | 0 | 0 | 0 | 0 | 0 | 0 | 0 | 0 | 21376 | 22023 | 30280 | 37002 | 42805 | 36283 | 39292 | 35768 | 28201 | 28781 | 23934 | 23031 | 21376 | 22023 | 30280 | 37002 | 42805 | 36283 | 39292 | 35768 | 28201 | 28781 | 23934 | 23031 | 2438.18 | 2512.074 | 3453.82 | 4220.591 | 4882.558 | 4138.627 | 4481.779 | 4079.877 | 3216.672 | 3282.843 | 2729.98 | 2626.999 | 0 | 0 | 368776 | 368776 | 42064 | 2020 | solar PV | TRUE
60742 | Y | . | Argonne National Laboratory CHP | Argonne National Laboratory | 60444 | IL | ENC | RFC |  | 22 | 3 | NAICS-22 Cogen | GT | NG | NG | PJM | A | mcf | 50750 | 46101 | 47850 | 34988 | 29927 | 45892 | 65962 | 49198 | 32181 | 33983 | 15788 | 35673 | 44512 | 40435 | 41969 | 30688 | 26249 | 40251 | 57854 | 43150 | 28225 | 29806 | 13848 | 31289 | 1.05 | 1.05 | 1.05 | 1.05 | 1.05 | 1.05 | 1.05 | 1.05 | 1.05 | 1.05 | 1.05 | 1.05 | 53288 | 48406 | 50243 | 36737 | 31423 | 48187 | 69260 | 51658 | 33790 | 35682 | 16577 | 37457 | 46738 | 42457 | 44067 | 32222 | 27561 | 42264 | 60747 | 45308 | 29636 | 31296 | 14540 | 32853 | 4060.943 | 3688.897 | 3828.847 | 2799.631 | 2394.708 | 3672.183 | 5278.103 | 3936.683 | 2575.005 | 2719.232 | 1263.311 | 2854.457 | 488293 | 428276 | 512708 | 449689 | 39072 | 2020 | natural gas peaker | TRUE
60743 | N | . | Rattlesnake Power, LLC | Rattlesnake Power, LLC | 60443 | TX | WSC | TRE |  | 22 | 2 | NAICS-22 Non-Cogen | WT | WND | WND | ERCO | M |  | 0 | 0 | 0 | 0 | 0 | 0 | 0 | 0 | 0 | 0 | 0 | 0 | 0 | 0 | 0 | 0 | 0 | 0 | 0 | 0 | 0 | 0 | 0 | 0 | 0 | 0 | 0 | 0 | 0 | 0 | 0 | 0 | 0 | 0 | 0 | 0 | 479637 | 502273 | 387523 | 449667 | 465794 | 439374 | 375919 | 369167 | 274024 | 465976 | 492778 | 478950 | 479637 | 502273 | 387523 | 449667 | 465794 | 439374 | 375919 | 369167 | 274024 | 465976 | 492778 | 478950 | 54709.38 | 57291.3 | 44202.51 | 51290.91 | 53130.33 | 50116.77 | 42878.88 | 42108.66 | 31256.28 | 53151.12 | 56208.24 | 54631 | 0 | 0 | 5181082 | 5181082 | 590975.38 | 2020 | onshore wind | TRUE
60744 | N | . | SEPV Imperial Dixieland West | AES Distributed Energy | 61012 | CA | PACC | WECC |  | 22 | 2 | NAICS-22 Non-Cogen | PV | SUN | SUN | IID | A |  | 0 | 0 | 0 | 0 | 0 | 0 | 0 | 0 | 0 | 0 | 0 | 0 | 0 | 0 | 0 | 0 | 0 | 0 | 0 | 0 | 0 | 0 | 0 | 0 | 0 | 0 | 0 | 0 | 0 | 0 | 0 | 0 | 0 | 0 | 0 | 0 | 4089 | 5542 | 5424 | 6835 | 8946 | 8908 | 10062 | 8336 | 6545 | 6050 | 4783 | 3787 | 4089 | 5542 | 5424 | 6835 | 8946 | 8908 | 10062 | 8336 | 6545 | 6050 | 4783 | 3787 | 466.369 | 632.187 | 618.634 | 779.653 | 1020.37 | 1016.085 | 1147.685 | 950.825 | 746.585 | 690.089 | 545.566 | 431.952 | 0 | 0 | 79307 | 79307 | 9046 | 2020 | solar PV | TRUE
60745 | N | . | SEPV Imperial Dixieland East | AES Distributed Energy | 61012 | CA | PACC | WECC |  | 22 | 2 | NAICS-22 Non-Cogen | PV | SUN | SUN | IID | A |  | 0 | 0 | 0 | 0 | 0 | 0 | 0 | 0 | 0 | 0 | 0 | 0 | 0 | 0 | 0 | 0 | 0 | 0 | 0 | 0 | 0 | 0 | 0 | 0 | 0 | 0 | 0 | 0 | 0 | 0 | 0 | 0 | 0 | 0 | 0 | 0 | 2553 | 3460 | 3386 | 4268 | 5585 | 5562 | 6282 | 5205 | 4087 | 3777 | 2986 | 2364 | 2553 | 3460 | 3386 | 4268 | 5585 | 5562 | 6282 | 5205 | 4087 | 3777 | 2986 | 2364 | 291.186 | 394.715 | 386.253 | 486.787 | 637.083 | 634.407 | 716.573 | 593.661 | 466.141 | 430.867 | 340.632 | 269.695 | 0 | 0 | 49515 | 49515 | 5648 | 2020 | solar PV | TRUE
60746 | N | . | Silvi Gibraltar Rock | CVI CleanCapital Solar 5 LLC | 63069 | NJ | MAT | RFC |  | 22 | 2 | NAICS-22 Non-Cogen | PV | SUN | SUN | PJM | A |  | 0 | 0 | 0 | 0 | 0 | 0 | 0 | 0 | 0 | 0 | 0 | 0 | 0 | 0 | 0 | 0 | 0 | 0 | 0 | 0 | 0 | 0 | 0 | 0 | 0 | 0 | 0 | 0 | 0 | 0 | 0 | 0 | 0 | 0 | 0 | 0 | 1760 | 1977 | 2832 | 2945 | 3854 | 4046 | 3811 | 3293 | 3025 | 2185 | 2005 | 1388 | 1760 | 1977 | 2832 | 2945 | 3854 | 4046 | 3811 | 3293 | 3025 | 2185 | 2005 | 1388 | 200.759 | 225.555 | 323.047 | 335.933 | 439.645 | 461.508 | 434.669 | 375.569 | 345.087 | 249.195 | 228.665 | 158.368 | 0 | 0 | 33121 | 33121 | 3778 | 2020 | solar PV | TRUE
60747 | N | . | Seabrook Village | CVI CleanCapital Solar 5 LLC | 63069 | NJ | MAT | RFC |  | 22 | 2 | NAICS-22 Non-Cogen | PV | SUN | SUN | PJM | A |  | 0 | 0 | 0 | 0 | 0 | 0 | 0 | 0 | 0 | 0 | 0 | 0 | 0 | 0 | 0 | 0 | 0 | 0 | 0 | 0 | 0 | 0 | 0 | 0 | 0 | 0 | 0 | 0 | 0 | 0 | 0 | 0 | 0 | 0 | 0 | 0 | 2231 | 2507 | 3590 | 3733 | 4886 | 5129 | 4831 | 4174 | 3835 | 2769 | 2541 | 1760 | 2231 | 2507 | 3590 | 3733 | 4886 | 5129 | 4831 | 4174 | 3835 | 2769 | 2541 | 1760 | 254.484 | 285.914 | 409.494 | 425.829 | 557.295 | 585.008 | 550.987 | 476.072 | 437.432 | 315.88 | 289.857 | 200.748 | 0 | 0 | 41986 | 41986 | 4789 | 2020 | solar PV | TRUE
60748 | N | . | Simcoe Solar | Simcoe Solar | 60448 | ID | MTN | WECC |  | 22 | 2 | NAICS-22 Non-Cogen | PV | SUN | SUN | IPCO | M |  | 0 | 0 | 0 | 0 | 0 | 0 | 0 | 0 | 0 | 0 | 0 | 0 | 0 | 0 | 0 | 0 | 0 | 0 | 0 | 0 | 0 | 0 | 0 | 0 | 0 | 0 | 0 | 0 | 0 | 0 | 0 | 0 | 0 | 0 | 0 | 0 | 12817 | 25722 | 36313 | 48858 | 47263 | 47061 | 54206 | 31649 | 34726 | 31351 | 17175 | 15509 | 12817 | 25722 | 36313 | 48858 | 47263 | 47061 | 54206 | 31649 | 34726 | 31351 | 17175 | 15509 | 1462 | 2934 | 4142 | 5573 | 5391 | 5368 | 6183 | 3610 | 3961 | 3576 | 1959 | 1769 | 0 | 0 | 402650 | 402650 | 45928 | 2020 | solar PV | TRUE
60750 | N | . | Osawatomie Power Plant South Sub | City of Osawatomie - (KS) | 14203 | KS | WNC | MRO |  | 22 | 1 | Electric Utility | IC | DFO | DFO | SWPP | A | barrels | 2 | 2 | 1 | 2 | 2 | 2 | 1 | 2 | 1 | 2 | 3 | 2 | 2 | 2 | 1 | 2 | 2 | 2 | 1 | 2 | 1 | 2 | 3 | 2 | 5.8 | 5.8 | 5.8 | 5.8 | 5.8 | 5.8 | 5.8 | 5.8 | 5.8 | 5.8 | 5.8 | 5.8 | 12 | 12 | 6 | 12 | 12 | 12 | 6 | 12 | 6 | 12 | 17 | 12 | 12 | 12 | 6 | 12 | 12 | 12 | 6 | 12 | 6 | 12 | 17 | 12 | 0.921 | 0.957 | 0.818 | 0.928 | 1.069 | 1.289 | 0.658 | 1.066 | 0.816 | 1.019 | 1.368 | 1.091 | 22 | 22 | 131 | 131 | 12 | 2020 | petroleum | TRUE
60751 | N | . | Osawatomie Power Plant North Sub | City of Osawatomie - (KS) | 14203 | KS | WNC | MRO |  | 22 | 1 | Electric Utility | IC | DFO | DFO | SWPP | A | barrels | 2 | 2 | 1 | 2 | 2 | 2 | 1 | 2 | 1 | 2 | 2 | 2 | 2 | 2 | 1 | 2 | 2 | 2 | 1 | 2 | 1 | 2 | 2 | 2 | 5.8 | 5.8 | 5.8 | 5.8 | 5.8 | 5.8 | 5.8 | 5.8 | 5.8 | 5.8 | 5.8 | 5.8 | 12 | 12 | 6 | 12 | 12 | 12 | 6 | 12 | 6 | 12 | 12 | 12 | 12 | 12 | 6 | 12 | 12 | 12 | 6 | 12 | 6 | 12 | 12 | 12 | 0.845 | 0.878 | 0.75 | 0.85 | 0.98 | 1.181 | 0.603 | 0.977 | 0.748 | 0.934 | 1.254 | 1 | 21 | 21 | 126 | 126 | 11 | 2020 | petroleum | TRUE
60752 | N | . | Gloucester Community College Solar | Goldman Sachs Renewable Power Group | 61944 | NJ | MAT | RFC |  | 22 | 2 | NAICS-22 Non-Cogen | PV | SUN | SUN | PJM | A |  | 0 | 0 | 0 | 0 | 0 | 0 | 0 | 0 | 0 | 0 | 0 | 0 | 0 | 0 | 0 | 0 | 0 | 0 | 0 | 0 | 0 | 0 | 0 | 0 | 0 | 0 | 0 | 0 | 0 | 0 | 0 | 0 | 0 | 0 | 0 | 0 | 371 | 417 | 597 | 621 | 813 | 854 | 804 | 695 | 638 | 461 | 423 | 293 | 371 | 417 | 597 | 621 | 813 | 854 | 804 | 695 | 638 | 461 | 423 | 293 | 42.351 | 47.583 | 68.149 | 70.868 | 92.747 | 97.359 | 91.697 | 79.229 | 72.799 | 52.57 | 48.239 | 33.409 | 0 | 0 | 6987 | 6987 | 797 | 2020 | solar PV | TRUE
60753 | N | . | Shirley Landfill | Altus Power America Management, LLC | 60281 | MA | NEW | NPCC |  | 22 | 2 | NAICS-22 Non-Cogen | PV | SUN | SUN | ISNE | A |  | 0 | 0 | 0 | 0 | 0 | 0 | 0 | 0 | 0 | 0 | 0 | 0 | 0 | 0 | 0 | 0 | 0 | 0 | 0 | 0 | 0 | 0 | 0 | 0 | 0 | 0 | 0 | 0 | 0 | 0 | 0 | 0 | 0 | 0 | 0 | 0 | 639 | 837 | 1273 | 1221 | 1721 | 1626 | 1601 | 1514 | 1314 | 955 | 683 | 520 | 639 | 837 | 1273 | 1221 | 1721 | 1626 | 1601 | 1514 | 1314 | 955 | 683 | 520 | 72.866 | 95.442 | 145.223 | 139.241 | 196.303 | 185.466 | 182.644 | 172.654 | 149.908 | 108.988 | 77.945 | 59.32 | 0 | 0 | 13904 | 13904 | 1586 | 2020 | solar PV | TRUE
60754 | N | . | DDR Shoppers World | Altus Power America Management, LLC | 60281 | MA | NEW | NPCC |  | 22 | 2 | NAICS-22 Non-Cogen | PV | SUN | SUN | ISNE | A |  | 0 | 0 | 0 | 0 | 0 | 0 | 0 | 0 | 0 | 0 | 0 | 0 | 0 | 0 | 0 | 0 | 0 | 0 | 0 | 0 | 0 | 0 | 0 | 0 | 0 | 0 | 0 | 0 | 0 | 0 | 0 | 0 | 0 | 0 | 0 | 0 | 832 | 1089 | 1658 | 1589 | 2241 | 2117 | 2085 | 1971 | 1711 | 1244 | 890 | 677 | 832 | 1089 | 1658 | 1589 | 2241 | 2117 | 2085 | 1971 | 1711 | 1244 | 890 | 677 | 94.874 | 124.267 | 189.083 | 181.294 | 255.59 | 241.48 | 237.806 | 224.798 | 195.183 | 141.904 | 101.486 | 77.235 | 0 | 0 | 18104 | 18104 | 2065 | 2020 | solar PV | TRUE
60755 | N | . | Spartan | Altus Power America Management, LLC | 60281 | NJ | MAT | RFC |  | 22 | 2 | NAICS-22 Non-Cogen | PV | SUN | SUN | PJM | A |  | 0 | 0 | 0 | 0 | 0 | 0 | 0 | 0 | 0 | 0 | 0 | 0 | 0 | 0 | 0 | 0 | 0 | 0 | 0 | 0 | 0 | 0 | 0 | 0 | 0 | 0 | 0 | 0 | 0 | 0 | 0 | 0 | 0 | 0 | 0 | 0 | 6354 | 7139 | 10224 | 10632 | 13915 | 14607 | 13757 | 11887 | 10922 | 7887 | 7237 | 5012 | 6354 | 7139 | 10224 | 10632 | 13915 | 14607 | 13757 | 11887 | 10922 | 7887 | 7237 | 5012 | 724.766 | 814.278 | 1166.234 | 1212.755 | 1587.169 | 1666.094 | 1569.202 | 1355.847 | 1245.801 | 899.62 | 825.507 | 571.727 | 0 | 0 | 119573 | 119573 | 13639 | 2020 | solar PV | TRUE
60756 | N | . | Meadow Solar | Altus Power America Management, LLC | 60281 | MA | NEW | NPCC |  | 22 | 2 | NAICS-22 Non-Cogen | PV | SUN | SUN | ISNE | A |  | 0 | 0 | 0 | 0 | 0 | 0 | 0 | 0 | 0 | 0 | 0 | 0 | 0 | 0 | 0 | 0 | 0 | 0 | 0 | 0 | 0 | 0 | 0 | 0 | 0 | 0 | 0 | 0 | 0 | 0 | 0 | 0 | 0 | 0 | 0 | 0 | 1881 | 2464 | 3750 | 3595 | 5069 | 4789 | 4716 | 4458 | 3871 | 2814 | 2013 | 1532 | 1881 | 2464 | 3750 | 3595 | 5069 | 4789 | 4716 | 4458 | 3871 | 2814 | 2013 | 1532 | 214.6 | 281.091 | 427.704 | 410.084 | 578.14 | 546.224 | 537.913 | 508.491 | 441.501 | 320.986 | 229.561 | 174.705 | 0 | 0 | 40952 | 40952 | 4671 | 2020 | solar PV | TRUE
60757 | N | . | Cedarville CSG | Altus Power America Management, LLC | 60281 | MA | NEW | NPCC |  | 22 | 2 | NAICS-22 Non-Cogen | PV | SUN | SUN | ISNE | A |  | 0 | 0 | 0 | 0 | 0 | 0 | 0 | 0 | 0 | 0 | 0 | 0 | 0 | 0 | 0 | 0 | 0 | 0 | 0 | 0 | 0 | 0 | 0 | 0 | 0 | 0 | 0 | 0 | 0 | 0 | 0 | 0 | 0 | 0 | 0 | 0 | 370 | 485 | 738 | 707 | 997 | 942 | 928 | 877 | 762 | 554 | 396 | 301 | 370 | 485 | 738 | 707 | 997 | 942 | 928 | 877 | 762 | 554 | 396 | 301 | 42.222 | 55.304 | 84.149 | 80.682 | 113.747 | 107.467 | 105.832 | 100.043 | 86.863 | 63.153 | 45.165 | 34.373 | 0 | 0 | 8057 | 8057 | 919 | 2020 | solar PV | TRUE
60759 | N | . | Freeze Solar | Marina Energy LLC | 56997 | NJ | MAT | RFC |  | 22 | 2 | NAICS-22 Non-Cogen | PV | SUN | SUN | PJM | A |  | 0 | 0 | 0 | 0 | 0 | 0 | 0 | 0 | 0 | 0 | 0 | 0 | 0 | 0 | 0 | 0 | 0 | 0 | 0 | 0 | 0 | 0 | 0 | 0 | 0 | 0 | 0 | 0 | 0 | 0 | 0 | 0 | 0 | 0 | 0 | 0 | 999 | 1122 | 1607 | 1671 | 2187 | 2296 | 2163 | 1869 | 1717 | 1240 | 1138 | 788 | 999 | 1122 | 1607 | 1671 | 2187 | 2296 | 2163 | 1869 | 1717 | 1240 | 1138 | 788 | 113.929 | 128.002 | 183.328 | 190.641 | 249.497 | 261.904 | 246.673 | 213.134 | 195.835 | 141.417 | 129.767 | 89.873 | 0 | 0 | 18797 | 18797 | 2144 | 2020 | solar PV | TRUE
60760 | N | . | Millikan BESS | esVolta LP | 61198 | CA | PACC | WECC |  | 22 | 2 | NAICS-22 Non-Cogen | BA | MWH | OTH | CISO | A | megawatthours | 141 | 109 | 168 | 149 | 144 | 128 | 151 | 151 | 163 | 174 | 172 | 160 | 141 | 109 | 168 | 149 | 144 | 128 | 151 | 151 | 163 | 174 | 172 | 160 | 0 | 0 | 0 | 0 | 0 | 0 | 0 | 0 | 0 | 0 | 0 | 0 | 0 | 0 | 0 | 0 | 0 | 0 | 0 | 0 | 0 | 0 | 0 | 0 | 0 | 0 | 0 | 0 | 0 | 0 | 0 | 0 | 0 | 0 | 0 | 0 | -22.974 | -17.75 | -27.238 | -24.153 | -23.4 | -20.782 | -24.57 | -24.487 | -26.473 | -28.272 | -27.868 | -26.033 | 1810 | 1810 | 0 | 0 | -294 | 2020 | other | TRUE
60761 | N | . | Roper Farm, LLC | Roper Farm, LLC | 60451 | NC | SAT | SERC |  | 22 | 2 | NAICS-22 Non-Cogen | PV | SUN | SUN | DUK | A |  | 0 | 0 | 0 | 0 | 0 | 0 | 0 | 0 | 0 | 0 | 0 | 0 | 0 | 0 | 0 | 0 | 0 | 0 | 0 | 0 | 0 | 0 | 0 | 0 | 0 | 0 | 0 | 0 | 0 | 0 | 0 | 0 | 0 | 0 | 0 | 0 | 4779 | 4912 | 6283 | 8533 | 8540 | 8308 | 9294 | 7462 | 6320 | 6407 | 5359 | 4529 | 4779 | 4912 | 6283 | 8533 | 8540 | 8308 | 9294 | 7462 | 6320 | 6407 | 5359 | 4529 | 545.145 | 560.245 | 716.609 | 973.342 | 974.116 | 947.694 | 1060.067 | 851.19 | 720.888 | 730.855 | 611.26 | 516.589 | 0 | 0 | 80726 | 80726 | 9208 | 2020 | solar PV | TRUE
60762 | N | . | Pfizer Peapack Solar | CVI CleanCapital Solar 5 LLC | 63069 | NJ | MAT | RFC |  | 22 | 2 | NAICS-22 Non-Cogen | PV | SUN | SUN | PJM | A |  | 0 | 0 | 0 | 0 | 0 | 0 | 0 | 0 | 0 | 0 | 0 | 0 | 0 | 0 | 0 | 0 | 0 | 0 | 0 | 0 | 0 | 0 | 0 | 0 | 0 | 0 | 0 | 0 | 0 | 0 | 0 | 0 | 0 | 0 | 0 | 0 | 4661 | 5237 | 7500 | 7799 | 10207 | 10715 | 10092 | 8720 | 8012 | 5786 | 5309 | 3677 | 4661 | 5237 | 7500 | 7799 | 10207 | 10715 | 10092 | 8720 | 8012 | 5786 | 5309 | 3677 | 531.658 | 597.32 | 855.5 | 889.626 | 1164.281 | 1222.177 | 1151.101 | 994.593 | 913.867 | 659.924 | 605.558 | 419.395 | 0 | 0 | 87715 | 87715 | 10005 | 2020 | solar PV | TRUE
60763 | N | . | Holland Solar | Goldman Sachs Renewable Power Group | 61944 | NJ | MAT | RFC |  | 22 | 2 | NAICS-22 Non-Cogen | PV | SUN | SUN | PJM | A |  | 0 | 0 | 0 | 0 | 0 | 0 | 0 | 0 | 0 | 0 | 0 | 0 | 0 | 0 | 0 | 0 | 0 | 0 | 0 | 0 | 0 | 0 | 0 | 0 | 0 | 0 | 0 | 0 | 0 | 0 | 0 | 0 | 0 | 0 | 0 | 0 | 1598 | 1795 | 2571 | 2674 | 3499 | 3673 | 3460 | 2989 | 2747 | 1983 | 1820 | 1261 | 1598 | 1795 | 2571 | 2674 | 3499 | 3673 | 3460 | 2989 | 2747 | 1983 | 1820 | 1261 | 182.266 | 204.779 | 293.29 | 304.989 | 399.149 | 418.997 | 394.63 | 340.975 | 313.3 | 226.241 | 207.603 | 143.781 | 0 | 0 | 30070 | 30070 | 3430 | 2020 | solar PV | TRUE
60764 | N | . | Victory Solar LLC | Victory Solar LLC | 60452 | CO | MTN | WECC |  | 22 | 2 | NAICS-22 Non-Cogen | PV | SUN | SUN | PSCO | A |  | 0 | 0 | 0 | 0 | 0 | 0 | 0 | 0 | 0 | 0 | 0 | 0 | 0 | 0 | 0 | 0 | 0 | 0 | 0 | 0 | 0 | 0 | 0 | 0 | 0 | 0 | 0 | 0 | 0 | 0 | 0 | 0 | 0 | 0 | 0 | 0 | 13255 | 13963 | 21390 | 23905 | 27759 | 26912 | 27892 | 22732 | 22155 | 16693 | 14385 | 10869 | 13255 | 13963 | 21390 | 23905 | 27759 | 26912 | 27892 | 22732 | 22155 | 16693 | 14385 | 10869 | 1511.886 | 1592.621 | 2439.799 | 2726.723 | 3166.289 | 3069.676 | 3181.459 | 2592.953 | 2527.034 | 1904.052 | 1640.77 | 1239.738 | 0 | 0 | 241910 | 241910 | 27593 | 2020 | solar PV | TRUE
60765 | N | . | L'Oreal Franklin | Goldman Sachs Renewable Power Group | 61944 | NJ | MAT | RFC |  | 22 | 2 | NAICS-22 Non-Cogen | PV | SUN | SUN | PJM | A |  | 0 | 0 | 0 | 0 | 0 | 0 | 0 | 0 | 0 | 0 | 0 | 0 | 0 | 0 | 0 | 0 | 0 | 0 | 0 | 0 | 0 | 0 | 0 | 0 | 0 | 0 | 0 | 0 | 0 | 0 | 0 | 0 | 0 | 0 | 0 | 0 | 518 | 583 | 834 | 868 | 1136 | 1192 | 1123 | 970 | 891 | 644 | 591 | 409 | 518 | 583 | 834 | 868 | 1136 | 1192 | 1123 | 970 | 891 | 644 | 591 | 409 | 59.142 | 66.449 | 95.17 | 98.966 | 129.52 | 135.96 | 128.054 | 110.643 | 101.663 | 73.413 | 67.365 | 46.655 | 0 | 0 | 9759 | 9759 | 1113 | 2020 | solar PV | TRUE
60766 | N | . | L'Oreal Monmouth | Goldman Sachs Renewable Power Group | 61944 | NJ | MAT | RFC |  | 22 | 2 | NAICS-22 Non-Cogen | PV | SUN | SUN | PJM | A |  | 0 | 0 | 0 | 0 | 0 | 0 | 0 | 0 | 0 | 0 | 0 | 0 | 0 | 0 | 0 | 0 | 0 | 0 | 0 | 0 | 0 | 0 | 0 | 0 | 0 | 0 | 0 | 0 | 0 | 0 | 0 | 0 | 0 | 0 | 0 | 0 | 1292 | 1452 | 2080 | 2162 | 2830 | 2971 | 2798 | 2418 | 2221 | 1604 | 1472 | 1019 | 1292 | 1452 | 2080 | 2162 | 2830 | 2971 | 2798 | 2418 | 2221 | 1604 | 1472 | 1019 | 147.409 | 165.614 | 237.197 | 246.659 | 322.81 | 338.862 | 319.156 | 275.762 | 253.38 | 182.971 | 167.898 | 116.282 | 0 | 0 | 24319 | 24319 | 2774 | 2020 | solar PV | TRUE
60768 | N | . | Gila River Power Block 2 | Salt River Project | 16572 | AZ | MTN | WECC |  | 22 | 1 | Electric Utility | CA | NG | NG | SRP | M | mcf | 461 | 34574 | 0 | 0 | 41066 | 97057 | 167155 | 107156 | 146765 | 100426 | 113363 | 66940 | 461 | 34574 | 0 | 0 | 41066 | 97057 | 167155 | 107156 | 146765 | 100426 | 113363 | 66940 | 1.035 | 1.035 | 0 | 0 | 1.035 | 1.035 | 1.035 | 1.035 | 1.035 | 1.035 | 1.035 | 1.035 | 477 | 35784 | 0 | 0 | 42503 | 100454 | 173005 | 110906 | 151902 | 103941 | 117331 | 69283 | 477 | 35784 | 0 | 0 | 42503 | 100454 | 173005 | 110906 | 151902 | 103941 | 117331 | 69283 | 7887 | 112346 | 0 | 1735 | 106730 | 101320 | 140021 | 127402 | 132023 | 128946 | 124361 | 100633 | 874963 | 874963 | 905586 | 905586 | 1083404 | 2020 | natural gas nonpeaker - preexisting nonretiring | TRUE
60768 | N | . | Gila River Power Block 2 | Salt River Project | 16572 | AZ | MTN | WECC |  | 22 | 1 | Electric Utility | CT | NG | NG | SRP | M | mcf | 301729 | 1944307 | 0 | 52270 | 1755654 | 1610584 | 2189074 | 2028100 | 2127956 | 2222041 | 2104503 | 2178224 | 301729 | 1944307 | 0 | 52270 | 1755654 | 1610584 | 2189074 | 2028100 | 2127956 | 2222041 | 2104503 | 2178224 | 1.035 | 1.035 | 0 | 1.035 | 1.035 | 1.035 | 1.035 | 1.035 | 1.035 | 1.035 | 1.035 | 1.035 | 312290 | 2012358 | 0 | 54099 | 1817102 | 1666954 | 2265692 | 2099084 | 2202434 | 2299812 | 2178161 | 2254462 | 312290 | 2012358 | 0 | 54099 | 1817102 | 1666954 | 2265692 | 2099084 | 2202434 | 2299812 | 2178161 | 2254462 | 14784 | 168483 | -2088 | 912 | 153582 | 139554 | 192705 | 173970 | 182022 | 190455 | 181229 | 233333 | 18514442 | 18514442 | 19162448 | 19162448 | 1628941 | 2020 | natural gas nonpeaker - preexisting nonretiring | TRUE
60769 | N | . | Lower Cape May HS | Goldman Sachs Renewable Power Group | 61944 | NJ | MAT | RFC |  | 22 | 2 | NAICS-22 Non-Cogen | PV | SUN | SUN | PJM | A |  | 0 | 0 | 0 | 0 | 0 | 0 | 0 | 0 | 0 | 0 | 0 | 0 | 0 | 0 | 0 | 0 | 0 | 0 | 0 | 0 | 0 | 0 | 0 | 0 | 0 | 0 | 0 | 0 | 0 | 0 | 0 | 0 | 0 | 0 | 0 | 0 | 1081 | 1215 | 1740 | 1809 | 2368 | 2486 | 2341 | 2023 | 1859 | 1342 | 1232 | 853 | 1081 | 1215 | 1740 | 1809 | 2368 | 2486 | 2341 | 2023 | 1859 | 1342 | 1232 | 853 | 123.335 | 138.569 | 198.462 | 206.379 | 270.094 | 283.526 | 267.037 | 230.73 | 212.003 | 153.092 | 140.48 | 97.293 | 0 | 0 | 20349 | 20349 | 2321 | 2020 | solar PV | TRUE
60771 | N | . | Timber Creek HS | Goldman Sachs Renewable Power Group | 61944 | NJ | MAT | RFC |  | 22 | 2 | NAICS-22 Non-Cogen | PV | SUN | SUN | PJM | A |  | 0 | 0 | 0 | 0 | 0 | 0 | 0 | 0 | 0 | 0 | 0 | 0 | 0 | 0 | 0 | 0 | 0 | 0 | 0 | 0 | 0 | 0 | 0 | 0 | 0 | 0 | 0 | 0 | 0 | 0 | 0 | 0 | 0 | 0 | 0 | 0 | 680 | 764 | 1094 | 1138 | 1490 | 1564 | 1473 | 1272 | 1169 | 844 | 775 | 537 | 680 | 764 | 1094 | 1138 | 1490 | 1564 | 1473 | 1272 | 1169 | 844 | 775 | 537 | 77.582 | 87.165 | 124.841 | 129.821 | 169.9 | 178.349 | 167.977 | 145.138 | 133.358 | 96.301 | 88.367 | 61.201 | 0 | 0 | 12800 | 12800 | 1460 | 2020 | solar PV | TRUE
60772 | N | . | Adams Ave MS and HS | Goldman Sachs Renewable Power Group | 61944 | NJ | MAT | RFC |  | 22 | 2 | NAICS-22 Non-Cogen | PV | SUN | SUN | PJM | A |  | 0 | 0 | 0 | 0 | 0 | 0 | 0 | 0 | 0 | 0 | 0 | 0 | 0 | 0 | 0 | 0 | 0 | 0 | 0 | 0 | 0 | 0 | 0 | 0 | 0 | 0 | 0 | 0 | 0 | 0 | 0 | 0 | 0 | 0 | 0 | 0 | 2262 | 2541 | 3640 | 3785 | 4953 | 5199 | 4897 | 4231 | 3888 | 2807 | 2576 | 1784 | 2262 | 2541 | 3640 | 3785 | 4953 | 5199 | 4897 | 4231 | 3888 | 2807 | 2576 | 1784 | 257.991 | 289.854 | 415.138 | 431.698 | 564.976 | 593.07 | 558.58 | 482.633 | 443.461 | 320.233 | 293.851 | 203.515 | 0 | 0 | 42563 | 42563 | 4855 | 2020 | solar PV | TRUE
60774 | N | . | Phantom Solar | Phantom Solar, LLC | 60400 | TX | WSC | TRE |  | 22 | 2 | NAICS-22 Non-Cogen | PV | SUN | SUN | ERCO | A |  | 0 | 0 | 0 | 0 | 0 | 0 | 0 | 0 | 0 | 0 | 0 | 0 | 0 | 0 | 0 | 0 | 0 | 0 | 0 | 0 | 0 | 0 | 0 | 0 | 0 | 0 | 0 | 0 | 0 | 0 | 0 | 0 | 0 | 0 | 0 | 0 | 12352 | 14622 | 15429 | 19914 | 26016 | 28093 | 30000 | 26686 | 21241 | 17619 | 14511 | 13346 | 12352 | 14622 | 15429 | 19914 | 26016 | 28093 | 30000 | 26686 | 21241 | 17619 | 14511 | 13346 | 1408.959 | 1667.877 | 1759.912 | 2271.472 | 2967.531 | 3204.348 | 3421.93 | 3043.971 | 2422.782 | 2009.744 | 1655.133 | 1522.341 | 0 | 0 | 239829 | 239829 | 27356 | 2020 | solar PV | TRUE
60775 | N | . | Deerfield CSG Solar | Goldman Sachs Renewable Power Group | 61944 | MA | NEW | NPCC |  | 22 | 2 | NAICS-22 Non-Cogen | PV | SUN | SUN | ISNE | A |  | 0 | 0 | 0 | 0 | 0 | 0 | 0 | 0 | 0 | 0 | 0 | 0 | 0 | 0 | 0 | 0 | 0 | 0 | 0 | 0 | 0 | 0 | 0 | 0 | 0 | 0 | 0 | 0 | 0 | 0 | 0 | 0 | 0 | 0 | 0 | 0 | 2457 | 3218 | 4897 | 4695 | 6619 | 6254 | 6159 | 5822 | 5055 | 3675 | 2628 | 2000 | 2457 | 3218 | 4897 | 4695 | 6619 | 6254 | 6159 | 5822 | 5055 | 3675 | 2628 | 2000 | 280.253 | 367.085 | 558.552 | 535.541 | 755.011 | 713.331 | 702.477 | 664.053 | 576.569 | 419.185 | 299.79 | 228.153 | 0 | 0 | 53479 | 53479 | 6100 | 2020 | solar PV | TRUE
60776 | N | . | Community Foodbank of NJ | Community Foodbank of NJ | 60462 | NJ | MAT | RFC |  | 22 | 2 | NAICS-22 Non-Cogen | PV | SUN | SUN | PJM | A |  | 0 | 0 | 0 | 0 | 0 | 0 | 0 | 0 | 0 | 0 | 0 | 0 | 0 | 0 | 0 | 0 | 0 | 0 | 0 | 0 | 0 | 0 | 0 | 0 | 0 | 0 | 0 | 0 | 0 | 0 | 0 | 0 | 0 | 0 | 0 | 0 | 437 | 491 | 704 | 732 | 958 | 1006 | 947 | 818 | 752 | 543 | 498 | 345 | 437 | 491 | 704 | 732 | 958 | 1006 | 947 | 818 | 752 | 543 | 498 | 345 | 49.899 | 56.06 | 80.291 | 83.494 | 109.271 | 114.705 | 108.034 | 93.346 | 85.769 | 61.936 | 56.833 | 39.362 | 0 | 0 | 8231 | 8231 | 939 | 2020 | solar PV | TRUE
60777 | N | . | American Kings Solar, LLC | Goldman Sachs Renewable Power Group | 61944 | CA | PACC | WECC |  | 22 | 2 | NAICS-22 Non-Cogen | PV | SUN | SUN | CISO | M |  | . | . | . | . | . | . | . | . | . | . | . | 0 | . | . | . | . | . | . | . | . | . | . | . | 0 | . | . | . | . | . | . | . | . | . | . | . | 0 | . | . | . | . | . | . | . | . | . | . | . | 125307 | . | . | . | . | . | . | . | . | . | . | . | 125307 | . | . | . | . | . | . | . | . | . | . | . | 14293 | 0 | 0 | 125307 | 125307 | 14293 | 2020 | solar PV | TRUE
60778 | N | . | Hew Fulton Farm, LLC | Hew Fulton Farm, LLC | 60464 | NC | SAT | SERC |  | 22 | 2 | NAICS-22 Non-Cogen | PV | SUN | SUN | DUK | A |  | 0 | 0 | 0 | 0 | 0 | 0 | 0 | 0 | 0 | 0 | 0 | 0 | 0 | 0 | 0 | 0 | 0 | 0 | 0 | 0 | 0 | 0 | 0 | 0 | 0 | 0 | 0 | 0 | 0 | 0 | 0 | 0 | 0 | 0 | 0 | 0 | 4333 | 4453 | 5696 | 7736 | 7742 | 7532 | 8426 | 6765 | 5730 | 5809 | 4858 | 4106 | 4333 | 4453 | 5696 | 7736 | 7742 | 7532 | 8426 | 6765 | 5730 | 5809 | 4858 | 4106 | 494.229 | 507.92 | 649.68 | 882.435 | 883.137 | 859.182 | 961.06 | 771.692 | 653.559 | 662.595 | 554.17 | 468.341 | 0 | 0 | 73186 | 73186 | 8348 | 2020 | solar PV | TRUE
60779 | N | . | McGoogan Farm, LLC | McGoogan Farm, LLC | 60465 | NC | SAT | SERC |  | 22 | 2 | NAICS-22 Non-Cogen | PV | SUN | SUN | DUK | A |  | 0 | 0 | 0 | 0 | 0 | 0 | 0 | 0 | 0 | 0 | 0 | 0 | 0 | 0 | 0 | 0 | 0 | 0 | 0 | 0 | 0 | 0 | 0 | 0 | 0 | 0 | 0 | 0 | 0 | 0 | 0 | 0 | 0 | 0 | 0 | 0 | 4785 | 4918 | 6290 | 8543 | 8550 | 8318 | 9305 | 7471 | 6328 | 6415 | 5365 | 4534 | 4785 | 4918 | 6290 | 8543 | 8550 | 8318 | 9305 | 7471 | 6328 | 6415 | 5365 | 4534 | 545.796 | 560.914 | 717.465 | 974.505 | 975.28 | 948.826 | 1061.334 | 852.207 | 721.749 | 731.728 | 611.99 | 517.206 | 0 | 0 | 80822 | 80822 | 9219 | 2020 | solar PV | TRUE
60781 | N | . | Royal Wine Corp Solar Power Plant | Royal Wine Corp | 60467 | NJ | MAT | RFC |  | 312 | 6 | Industrial NAICS Non-Cogen | PV | SUN | SUN | PJM | A |  | 0 | 0 | 0 | 0 | 0 | 0 | 0 | 0 | 0 | 0 | 0 | 0 | 0 | 0 | 0 | 0 | 0 | 0 | 0 | 0 | 0 | 0 | 0 | 0 | 0 | 0 | 0 | 0 | 0 | 0 | 0 | 0 | 0 | 0 | 0 | 0 | 621 | 698 | 1000 | 1040 | 1361 | 1429 | 1346 | 1163 | 1068 | 771 | 708 | 490 | 621 | 698 | 1000 | 1040 | 1361 | 1429 | 1346 | 1163 | 1068 | 771 | 708 | 490 | 70.888 | 79.643 | 114.067 | 118.617 | 155.237 | 162.957 | 153.48 | 132.612 | 121.849 | 87.99 | 80.741 | 55.919 | 0 | 0 | 11695 | 11695 | 1334 | 2020 | solar PV | FALSE
60782 | N | . | Barnhill Road Solar, LLC | Cypress Creek Renewables | 61060 | NC | SAT | SERC |  | 22 | 2 | NAICS-22 Non-Cogen | PV | SUN | SUN | PJM | A |  | 0 | 0 | 0 | 0 | 0 | 0 | 0 | 0 | 0 | 0 | 0 | 0 | 0 | 0 | 0 | 0 | 0 | 0 | 0 | 0 | 0 | 0 | 0 | 0 | 0 | 0 | 0 | 0 | 0 | 0 | 0 | 0 | 0 | 0 | 0 | 0 | 2586 | 2658 | 3400 | 4618 | 4622 | 4496 | 5029 | 4038 | 3420 | 3467 | 2900 | 2451 | 2586 | 2658 | 3400 | 4618 | 4622 | 4496 | 5029 | 4038 | 3420 | 3467 | 2900 | 2451 | 295.01 | 303.182 | 387.8 | 526.734 | 527.153 | 512.854 | 573.666 | 460.63 | 390.116 | 395.509 | 330.789 | 279.557 | 0 | 0 | 43685 | 43685 | 4983 | 2020 | solar PV | TRUE
60783 | N | . | Leggett Solar, LLC | Cypress Creek Renewables | 61060 | NC | SAT | SERC |  | 22 | 2 | NAICS-22 Non-Cogen | PV | SUN | SUN | PJM | A |  | 0 | 0 | 0 | 0 | 0 | 0 | 0 | 0 | 0 | 0 | 0 | 0 | 0 | 0 | 0 | 0 | 0 | 0 | 0 | 0 | 0 | 0 | 0 | 0 | 0 | 0 | 0 | 0 | 0 | 0 | 0 | 0 | 0 | 0 | 0 | 0 | 4710 | 4841 | 6192 | 8410 | 8417 | 8188 | 9159 | 7355 | 6229 | 6315 | 5282 | 4464 | 4710 | 4841 | 6192 | 8410 | 8417 | 8188 | 9159 | 7355 | 6229 | 6315 | 5282 | 4464 | 537.271 | 552.153 | 706.258 | 959.283 | 960.046 | 934.005 | 1044.756 | 838.896 | 710.476 | 720.298 | 602.431 | 509.127 | 0 | 0 | 79562 | 79562 | 9075 | 2020 | solar PV | TRUE
60784 | N | . | Jersey Holdings | Heelstone Energy Holdings, LLC | 59462 | NC | SAT | SERC |  | 22 | 2 | NAICS-22 Non-Cogen | PV | SUN | SUN | DUK | A |  | 0 | 0 | 0 | 0 | 0 | 0 | 0 | 0 | 0 | 0 | 0 | 0 | 0 | 0 | 0 | 0 | 0 | 0 | 0 | 0 | 0 | 0 | 0 | 0 | 0 | 0 | 0 | 0 | 0 | 0 | 0 | 0 | 0 | 0 | 0 | 0 | 4651 | 4779 | 6113 | 8303 | 8310 | 8085 | 9043 | 7261 | 6150 | 6235 | 5215 | 4407 | 4651 | 4779 | 6113 | 8303 | 8310 | 8085 | 9043 | 7261 | 6150 | 6235 | 5215 | 4407 | 530.461 | 545.156 | 697.308 | 947.127 | 947.88 | 922.17 | 1031.517 | 828.265 | 701.472 | 711.171 | 594.797 | 502.676 | 0 | 0 | 78552 | 78552 | 8960 | 2020 | solar PV | TRUE
60785 | N | . | Tungsten Mountain | Tungsten Mountain | 60472 | NV | MTN | WECC |  | 22 | 2 | NAICS-22 Non-Cogen | BT | GEO | GEO | NEVP | M |  | 0 | 0 | 0 | 0 | 0 | 0 | 0 | 0 | 0 | 0 | 0 | 0 | 0 | 0 | 0 | 0 | 0 | 0 | 0 | 0 | 0 | 0 | 0 | 0 | 0 | 0 | 0 | 0 | 0 | 0 | 0 | 0 | 0 | 0 | 0 | 0 | 164697 | 190419 | 202746 | 184300 | 177558 | 153677 | 144664 | 141736 | 157105 | 182345 | 200861 | 215344 | 164697 | 190419 | 202746 | 184300 | 177558 | 153677 | 144664 | 141736 | 157105 | 182345 | 200861 | 215344 | 18786 | 21720 | 23126 | 21022 | 20253 | 17529 | 16501 | 16167 | 17920 | 20799 | 22911 | 24563 | 0 | 0 | 2115452 | 2115452 | 241297 | 2020 | geothermal | TRUE
60785 | N | . | Tungsten Mountain | Tungsten Mountain | 60472 | NV | MTN | WECC |  | 22 | 2 | NAICS-22 Non-Cogen | PV | SUN | SUN | NEVP | M |  | 0 | 0 | 0 | 0 | 0 | 0 | 0 | 0 | 0 | 0 | 0 | 0 | 0 | 0 | 0 | 0 | 0 | 0 | 0 | 0 | 0 | 0 | 0 | 0 | 0 | 0 | 0 | 0 | 0 | 0 | 0 | 0 | 0 | 0 | 0 | 0 | 5462 | 9968 | 12256 | 15456 | 16833 | 18034 | 18130 | 15193 | 13168 | 12283 | 8171 | 6935 | 5462 | 9968 | 12256 | 15456 | 16833 | 18034 | 18130 | 15193 | 13168 | 12283 | 8171 | 6935 | 623 | 1137 | 1398 | 1763 | 1920 | 2057 | 2068 | 1733 | 1502 | 1401 | 932 | 791 | 0 | 0 | 151889 | 151889 | 17325 | 2020 | solar PV | TRUE
60787 | N | . | Williamston Speight Solar, LLC | Williamston Speight Solar, LLC | 60454 | NC | SAT | SERC |  | 22 | 2 | NAICS-22 Non-Cogen | PV | SUN | SUN | PJM | A |  | 0 | 0 | 0 | 0 | 0 | 0 | 0 | 0 | 0 | 0 | 0 | 0 | 0 | 0 | 0 | 0 | 0 | 0 | 0 | 0 | 0 | 0 | 0 | 0 | 0 | 0 | 0 | 0 | 0 | 0 | 0 | 0 | 0 | 0 | 0 | 0 | 15904 | 16344 | 20906 | 28396 | 28418 | 27648 | 30926 | 24832 | 21031 | 21322 | 17833 | 15071 | 15904 | 16344 | 20906 | 28396 | 28418 | 27648 | 30926 | 24832 | 21031 | 21322 | 17833 | 15071 | 1814.05 | 1864.3 | 2384.623 | 3238.942 | 3241.518 | 3153.593 | 3527.533 | 2832.463 | 2398.863 | 2432.029 | 2034.058 | 1719.028 | 0 | 0 | 268631 | 268631 | 30641 | 2020 | solar PV | TRUE
60788 | N | . | Suwannee Solar Facility | Duke Energy Florida, LLC | 6455 | FL | SAT | SERC |  | 22 | 1 | Electric Utility | PV | SUN | SUN | FPC | A |  | 0 | 0 | 0 | 0 | 0 | 0 | 0 | 0 | 0 | 0 | 0 | 0 | 0 | 0 | 0 | 0 | 0 | 0 | 0 | 0 | 0 | 0 | 0 | 0 | 0 | 0 | 0 | 0 | 0 | 0 | 0 | 0 | 0 | 0 | 0 | 0 | 10910 | 11811 | 15743 | 14265 | 16829 | 14528 | 14895 | 14212 | 12308 | 12011 | 10508 | 11434 | 10910 | 11811 | 15743 | 14265 | 16829 | 14528 | 14895 | 14212 | 12308 | 12011 | 10508 | 11434 | 1244.484 | 1347.236 | 1795.705 | 1627.118 | 1919.571 | 1657.08 | 1698.982 | 1621.121 | 1403.872 | 1370.071 | 1198.577 | 1304.183 | 0 | 0 | 159454 | 159454 | 18188 | 2020 | solar PV | TRUE
60789 | N | . | Bluebell Solar | Bluebell Solar, LLC | 60476 | TX | WSC | TRE |  | 22 | 2 | NAICS-22 Non-Cogen | PV | SUN | SUN | ERCO | M |  | 0 | 0 | 0 | 0 | 0 | 0 | 0 | 0 | 0 | 0 | 0 | 0 | 0 | 0 | 0 | 0 | 0 | 0 | 0 | 0 | 0 | 0 | 0 | 0 | 0 | 0 | 0 | 0 | 0 | 0 | 0 | 0 | 0 | 0 | 0 | 0 | 41889 | 41547 | 44317 | 56126 | 72082 | 76606 | 76439 | 77623 | 49490 | 51839 | 48946 | 38671 | 41889 | 41547 | 44317 | 56126 | 72082 | 76606 | 76439 | 77623 | 49490 | 51839 | 48946 | 38671 | 4778 | 4739 | 5055 | 6402 | 8222 | 8738 | 8719 | 8854 | 5645 | 5913 | 5583 | 4411 | 0 | 0 | 675575 | 675575 | 77059 | 2020 | solar PV | TRUE
60790 | N | . | PVN Milliken, LLC | PVN Milliken, LLC | 60455 | CA | PACC | WECC |  | 22 | 2 | NAICS-22 Non-Cogen | PV | SUN | SUN | CISO | A |  | 0 | 0 | 0 | 0 | 0 | 0 | 0 | 0 | 0 | 0 | 0 | 0 | 0 | 0 | 0 | 0 | 0 | 0 | 0 | 0 | 0 | 0 | 0 | 0 | 0 | 0 | 0 | 0 | 0 | 0 | 0 | 0 | 0 | 0 | 0 | 0 | 2071 | 2807 | 2747 | 3462 | 4531 | 4512 | 5097 | 4222 | 3315 | 3064 | 2423 | 1918 | 2071 | 2807 | 2747 | 3462 | 4531 | 4512 | 5097 | 4222 | 3315 | 3064 | 2423 | 1918 | 236.227 | 320.217 | 313.352 | 394.911 | 516.84 | 514.67 | 581.328 | 481.614 | 378.162 | 349.545 | 276.341 | 218.793 | 0 | 0 | 40169 | 40169 | 4582 | 2020 | solar PV | TRUE
60791 | N | . | SunAnza | Arizona Electric Pwr Coop Inc | 796 | CA | PACC | WECC |  | 22 | 1 | Electric Utility | PV | SUN | SUN | CISO | A |  | 0 | 0 | 0 | 0 | 0 | 0 | 0 | 0 | 0 | 0 | 0 | 0 | 0 | 0 | 0 | 0 | 0 | 0 | 0 | 0 | 0 | 0 | 0 | 0 | 0 | 0 | 0 | 0 | 0 | 0 | 0 | 0 | 0 | 0 | 0 | 0 | 2281 | 3092 | 3025 | 3813 | 4990 | 4969 | 5613 | 4650 | 3651 | 3375 | 2668 | 2112 | 2281 | 3092 | 3025 | 3813 | 4990 | 4969 | 5613 | 4650 | 3651 | 3375 | 2668 | 2112 | 260.15 | 352.644 | 345.084 | 434.902 | 569.178 | 566.788 | 640.196 | 530.385 | 416.457 | 384.942 | 304.325 | 240.949 | 0 | 0 | 44239 | 44239 | 5046 | 2020 | solar PV | TRUE
60792 | N | . | Republic Services Renewable Energy, LLC | Republic Services Renewable Energy, LLC | 56996 | NV | MTN | WECC |  | 22 | 2 | NAICS-22 Non-Cogen | GT | LFG | MLG | NEVP | A | mcf | 105578 | 96646 | 106328 | 99986 | 103076 | 94494 | 101405 | 102685 | 96419 | 97652 | 95725 | 101997 | 105578 | 96646 | 106328 | 99986 | 103076 | 94494 | 101405 | 102685 | 96419 | 97652 | 95725 | 101997 | 0.454 | 0.454 | 0.454 | 0.454 | 0.454 | 0.454 | 0.454 | 0.454 | 0.454 | 0.454 | 0.454 | 0.454 | 47932 | 43877 | 48273 | 45394 | 46797 | 42900 | 46038 | 46619 | 43774 | 44334 | 43459 | 46307 | 47932 | 43877 | 48273 | 45394 | 46797 | 42900 | 46038 | 46619 | 43774 | 44334 | 43459 | 46307 | 2662.328 | 2437.066 | 2681.217 | 2521.302 | 2599.225 | 2382.812 | 2557.085 | 2589.348 | 2431.338 | 2462.43 | 2413.84 | 2572.009 | 1201991 | 1201991 | 545704 | 545704 | 30310 | 2020 | biomass | TRUE
60795 | N | . | Eichtens Community Solar | Terraform Arcadia | 63249 | MN | WNC | MRO |  | 22 | 2 | NAICS-22 Non-Cogen | PV | SUN | SUN | MISO | A |  | 0 | 0 | 0 | 0 | 0 | 0 | 0 | 0 | 0 | 0 | 0 | 0 | 0 | 0 | 0 | 0 | 0 | 0 | 0 | 0 | 0 | 0 | 0 | 0 | 0 | 0 | 0 | 0 | 0 | 0 | 0 | 0 | 0 | 0 | 0 | 0 | 1719 | 3813 | 4626 | 6116 | 6362 | 6896 | 6649 | 6584 | 4643 | 3475 | 2659 | 1665 | 1719 | 3813 | 4626 | 6116 | 6362 | 6896 | 6649 | 6584 | 4643 | 3475 | 2659 | 1665 | 196.112 | 434.904 | 527.664 | 697.61 | 725.658 | 786.532 | 758.429 | 750.993 | 529.583 | 396.32 | 303.302 | 189.893 | 0 | 0 | 55207 | 55207 | 6297 | 2020 | solar PV | TRUE
60796 | N | . | Red Wing Community Solar | Terraform Arcadia | 63249 | MN | WNC | MRO |  | 22 | 2 | NAICS-22 Non-Cogen | PV | SUN | SUN | MISO | A |  | 0 | 0 | 0 | 0 | 0 | 0 | 0 | 0 | 0 | 0 | 0 | 0 | 0 | 0 | 0 | 0 | 0 | 0 | 0 | 0 | 0 | 0 | 0 | 0 | 0 | 0 | 0 | 0 | 0 | 0 | 0 | 0 | 0 | 0 | 0 | 0 | 2017 | 4473 | 5428 | 7176 | 7464 | 8090 | 7801 | 7725 | 5447 | 4077 | 3120 | 1953 | 2017 | 4473 | 5428 | 7176 | 7464 | 8090 | 7801 | 7725 | 5447 | 4077 | 3120 | 1953 | 230.089 | 510.254 | 619.085 | 818.476 | 851.383 | 922.805 | 889.833 | 881.108 | 621.337 | 464.985 | 355.851 | 222.794 | 0 | 0 | 64771 | 64771 | 7388 | 2020 | solar PV | TRUE
60797 | N | . | Lake Forest Hospital Central Energy Plant | Northwestern Lake Forest Hospital | 60481 | IL | ENC | RFC |  | 22 | 2 | NAICS-22 Non-Cogen | IC | NG | NG | PJM | A | mcf | 592 | 536 | 557 | 407 | 348 | 534 | 767 | 572 | 374 | 395 | 184 | 415 | 592 | 536 | 557 | 407 | 348 | 534 | 767 | 572 | 374 | 395 | 184 | 415 | 1.04 | 1.04 | 1.04 | 1.04 | 1.04 | 1.04 | 1.04 | 1.04 | 1.04 | 1.04 | 1.04 | 1.04 | 616 | 557 | 579 | 423 | 362 | 555 | 798 | 595 | 389 | 411 | 191 | 432 | 616 | 557 | 579 | 423 | 362 | 555 | 798 | 595 | 389 | 411 | 191 | 432 | 54.359 | 49.378 | 51.251 | 37.475 | 32.054 | 49.154 | 70.65 | 52.695 | 34.468 | 36.398 | 16.91 | 38.208 | 5681 | 5681 | 5908 | 5908 | 523 | 2020 | natural gas peaker | TRUE
60798 | N | . | South Atlantic Services Solar Farm I | South Atlantic Services Inc | 60478 | NC | SAT | SERC |  | 22 | 2 | NAICS-22 Non-Cogen | PV | SUN | SUN | DUK | A |  | 0 | 0 | 0 | 0 | 0 | 0 | 0 | 0 | 0 | 0 | 0 | 0 | 0 | 0 | 0 | 0 | 0 | 0 | 0 | 0 | 0 | 0 | 0 | 0 | 0 | 0 | 0 | 0 | 0 | 0 | 0 | 0 | 0 | 0 | 0 | 0 | 1474 | 1515 | 1938 | 2632 | 2634 | 2563 | 2866 | 2302 | 1949 | 1976 | 1653 | 1397 | 1474 | 1515 | 1938 | 2632 | 2634 | 2563 | 2866 | 2302 | 1949 | 1976 | 1653 | 1397 | 168.138 | 172.795 | 221.022 | 300.205 | 300.444 | 292.295 | 326.954 | 262.53 | 222.342 | 225.416 | 188.529 | 159.33 | 0 | 0 | 24899 | 24899 | 2840 | 2020 | solar PV | TRUE
60799 | N | . | Iron Horse Solar 4, LLC | Iron Horse Solar 4, LLC | 60479 | MA | NEW | NPCC |  | 22 | 2 | NAICS-22 Non-Cogen | PV | SUN | SUN | ISNE | A |  | 0 | 0 | 0 | 0 | 0 | 0 | 0 | 0 | 0 | 0 | 0 | 0 | 0 | 0 | 0 | 0 | 0 | 0 | 0 | 0 | 0 | 0 | 0 | 0 | 0 | 0 | 0 | 0 | 0 | 0 | 0 | 0 | 0 | 0 | 0 | 0 | 3114 | 4078 | 6205 | 5950 | 8388 | 7925 | 7804 | 7377 | 6405 | 4657 | 3331 | 2535 | 3114 | 4078 | 6205 | 5950 | 8388 | 7925 | 7804 | 7377 | 6405 | 4657 | 3331 | 2535 | 355.141 | 465.175 | 707.804 | 678.644 | 956.759 | 903.942 | 890.188 | 841.497 | 730.636 | 531.197 | 379.898 | 289.119 | 0 | 0 | 67769 | 67769 | 7730 | 2020 | solar PV | TRUE
60800 | N | . | Catawba Solar LLC | Catawba Solar LLC | 60480 | NC | SAT | SERC |  | 22 | 2 | NAICS-22 Non-Cogen | PV | SUN | SUN | DUK | A |  | 0 | 0 | 0 | 0 | 0 | 0 | 0 | 0 | 0 | 0 | 0 | 0 | 0 | 0 | 0 | 0 | 0 | 0 | 0 | 0 | 0 | 0 | 0 | 0 | 0 | 0 | 0 | 0 | 0 | 0 | 0 | 0 | 0 | 0 | 0 | 0 | 1581 | 1625 | 2078 | 2823 | 2825 | 2748 | 3074 | 2469 | 2091 | 2120 | 1773 | 1498 | 1581 | 1625 | 2078 | 2823 | 2825 | 2748 | 3074 | 2469 | 2091 | 2120 | 1773 | 1498 | 180.334 | 185.329 | 237.054 | 321.981 | 322.237 | 313.496 | 350.67 | 281.573 | 238.469 | 241.766 | 202.204 | 170.887 | 0 | 0 | 26705 | 26705 | 3046 | 2020 | solar PV | TRUE
60801 | N | . | CEC Solar #1117, LLC | Clean Focus Renewables, Inc. | 60609 | CO | MTN | WECC |  | 22 | 2 | NAICS-22 Non-Cogen | PV | SUN | SUN | PSCO | A |  | 0 | 0 | 0 | 0 | 0 | 0 | 0 | 0 | 0 | 0 | 0 | 0 | 0 | 0 | 0 | 0 | 0 | 0 | 0 | 0 | 0 | 0 | 0 | 0 | 0 | 0 | 0 | 0 | 0 | 0 | 0 | 0 | 0 | 0 | 0 | 0 | 1909 | 2011 | 3081 | 3443 | 3998 | 3876 | 4017 | 3274 | 3191 | 2404 | 2072 | 1565 | 1909 | 2011 | 3081 | 3443 | 3998 | 3876 | 4017 | 3274 | 3191 | 2404 | 2072 | 1565 | 217.745 | 229.372 | 351.385 | 392.708 | 456.015 | 442.101 | 458.2 | 373.442 | 363.949 | 274.226 | 236.307 | 178.55 | 0 | 0 | 34841 | 34841 | 3974 | 2020 | solar PV | TRUE
60802 | N | . | ACCC Mays Landing | Goldman Sachs Renewable Power Group | 61944 | NJ | MAT | RFC |  | 22 | 2 | NAICS-22 Non-Cogen | PV | SUN | SUN | PJM | A |  | 0 | 0 | 0 | 0 | 0 | 0 | 0 | 0 | 0 | 0 | 0 | 0 | 0 | 0 | 0 | 0 | 0 | 0 | 0 | 0 | 0 | 0 | 0 | 0 | 0 | 0 | 0 | 0 | 0 | 0 | 0 | 0 | 0 | 0 | 0 | 0 | 912 | 1025 | 1468 | 1526 | 1998 | 2097 | 1975 | 1706 | 1568 | 1132 | 1039 | 720 | 912 | 1025 | 1468 | 1526 | 1998 | 2097 | 1975 | 1706 | 1568 | 1132 | 1039 | 720 | 104.045 | 116.897 | 167.423 | 174.102 | 227.852 | 239.183 | 225.273 | 194.644 | 178.846 | 129.149 | 118.509 | 82.077 | 0 | 0 | 17166 | 17166 | 1958 | 2020 | solar PV | TRUE
60803 | N | . | Deutsche Bank- Piscataway Solar | Deutsche Bank | 60960 | NJ | MAT | RFC |  | 22 | 2 | NAICS-22 Non-Cogen | PV | SUN | SUN | PJM | A |  | 0 | 0 | 0 | 0 | 0 | 0 | 0 | 0 | 0 | 0 | 0 | 0 | 0 | 0 | 0 | 0 | 0 | 0 | 0 | 0 | 0 | 0 | 0 | 0 | 0 | 0 | 0 | 0 | 0 | 0 | 0 | 0 | 0 | 0 | 0 | 0 | 778 | 874 | 1251 | 1301 | 1703 | 1787 | 1683 | 1455 | 1337 | 965 | 886 | 613 | 778 | 874 | 1251 | 1301 | 1703 | 1787 | 1683 | 1455 | 1337 | 965 | 886 | 613 | 88.69 | 99.643 | 142.712 | 148.404 | 194.221 | 203.879 | 192.023 | 165.915 | 152.448 | 110.086 | 101.017 | 69.962 | 0 | 0 | 14633 | 14633 | 1669 | 2020 | solar PV | TRUE
60804 | N | . | Gemini Technologies Services, Inc. Solar | Gemini Technologies Services, Inc. | 60961 | NJ | MAT | RFC |  | 22 | 2 | NAICS-22 Non-Cogen | PV | SUN | SUN | PJM | A |  | 0 | 0 | 0 | 0 | 0 | 0 | 0 | 0 | 0 | 0 | 0 | 0 | 0 | 0 | 0 | 0 | 0 | 0 | 0 | 0 | 0 | 0 | 0 | 0 | 0 | 0 | 0 | 0 | 0 | 0 | 0 | 0 | 0 | 0 | 0 | 0 | 778 | 874 | 1251 | 1301 | 1703 | 1787 | 1683 | 1455 | 1337 | 965 | 886 | 613 | 778 | 874 | 1251 | 1301 | 1703 | 1787 | 1683 | 1455 | 1337 | 965 | 886 | 613 | 88.69 | 99.643 | 142.712 | 148.404 | 194.221 | 203.879 | 192.023 | 165.915 | 152.448 | 110.086 | 101.017 | 69.962 | 0 | 0 | 14633 | 14633 | 1669 | 2020 | solar PV | TRUE
60805 | N | . | Beaver Run | Shotco Energy, LLC | 60483 | NJ | MAT | RFC |  | 22 | 2 | NAICS-22 Non-Cogen | PV | SUN | SUN | PJM | A |  | 0 | 0 | 0 | 0 | 0 | 0 | 0 | 0 | 0 | 0 | 0 | 0 | 0 | 0 | 0 | 0 | 0 | 0 | 0 | 0 | 0 | 0 | 0 | 0 | 0 | 0 | 0 | 0 | 0 | 0 | 0 | 0 | 0 | 0 | 0 | 0 | 4564 | 5127 | 7343 | 7636 | 9994 | 10491 | 9881 | 8537 | 7845 | 5665 | 5198 | 3600 | 4564 | 5127 | 7343 | 7636 | 9994 | 10491 | 9881 | 8537 | 7845 | 5665 | 5198 | 3600 | 520.553 | 584.843 | 837.629 | 871.042 | 1139.959 | 1196.646 | 1127.055 | 973.816 | 894.777 | 646.138 | 592.908 | 410.634 | 0 | 0 | 85881 | 85881 | 9796 | 2020 | solar PV | TRUE
60806 | N | . | North Bergen Solar | Hartz Solar LLC | 60268 | NJ | MAT | RFC |  | 22 | 2 | NAICS-22 Non-Cogen | PV | SUN | SUN | PJM | A |  | 0 | 0 | 0 | 0 | 0 | 0 | 0 | 0 | 0 | 0 | 0 | 0 | 0 | 0 | 0 | 0 | 0 | 0 | 0 | 0 | 0 | 0 | 0 | 0 | 0 | 0 | 0 | 0 | 0 | 0 | 0 | 0 | 0 | 0 | 0 | 0 | 1127 | 1266 | 1813 | 1886 | 2468 | 2591 | 2440 | 2108 | 1937 | 1399 | 1284 | 889 | 1127 | 1266 | 1813 | 1886 | 2468 | 2591 | 2440 | 2108 | 1937 | 1399 | 1284 | 889 | 128.543 | 144.42 | 206.842 | 215.093 | 281.499 | 295.497 | 278.312 | 240.472 | 220.954 | 159.556 | 146.411 | 101.401 | 0 | 0 | 21208 | 21208 | 2419 | 2020 | solar PV | TRUE
60808 | N | . | US Foods Solar | CD US Solar MT1 LLC | 58677 | NJ | MAT | RFC |  | 22 | 2 | NAICS-22 Non-Cogen | PV | SUN | SUN | PJM | A |  | 0 | 0 | 0 | 0 | 0 | 0 | 0 | 0 | 0 | 0 | 0 | 0 | 0 | 0 | 0 | 0 | 0 | 0 | 0 | 0 | 0 | 0 | 0 | 0 | 0 | 0 | 0 | 0 | 0 | 0 | 0 | 0 | 0 | 0 | 0 | 0 | 2783 | 3126 | 4478 | 4656 | 6094 | 6397 | 6025 | 5206 | 4783 | 3454 | 3169 | 2195 | 2783 | 3126 | 4478 | 4656 | 6094 | 6397 | 6025 | 5206 | 4783 | 3454 | 3169 | 2195 | 317.402 | 356.601 | 510.735 | 531.108 | 695.077 | 729.641 | 687.209 | 593.773 | 545.58 | 393.975 | 361.519 | 250.38 | 0 | 0 | 52366 | 52366 | 5973 | 2020 | solar PV | TRUE
60809 | N | . | Summit Water Nexus Mt. Holly, LLC Solar | Summit Water Nexus, Mount Holly, LLC | 60955 | NJ | MAT | RFC |  | 22 | 2 | NAICS-22 Non-Cogen | PV | SUN | SUN | PJM | A |  | 0 | 0 | 0 | 0 | 0 | 0 | 0 | 0 | 0 | 0 | 0 | 0 | 0 | 0 | 0 | 0 | 0 | 0 | 0 | 0 | 0 | 0 | 0 | 0 | 0 | 0 | 0 | 0 | 0 | 0 | 0 | 0 | 0 | 0 | 0 | 0 | 720 | 809 | 1158 | 1204 | 1576 | 1655 | 1558 | 1347 | 1237 | 893 | 820 | 568 | 720 | 809 | 1158 | 1204 | 1576 | 1655 | 1558 | 1347 | 1237 | 893 | 820 | 568 | 82.1 | 92.24 | 132.109 | 137.379 | 179.791 | 188.732 | 177.756 | 153.588 | 141.122 | 101.907 | 93.512 | 64.764 | 0 | 0 | 13545 | 13545 | 1545 | 2020 | solar PV | TRUE
60810 | N | . | Sabert Solar | Sabert Corporation | 61023 | NJ | MAT | RFC |  | 22 | 2 | NAICS-22 Non-Cogen | PV | SUN | SUN | PJM | A |  | 0 | 0 | 0 | 0 | 0 | 0 | 0 | 0 | 0 | 0 | 0 | 0 | 0 | 0 | 0 | 0 | 0 | 0 | 0 | 0 | 0 | 0 | 0 | 0 | 0 | 0 | 0 | 0 | 0 | 0 | 0 | 0 | 0 | 0 | 0 | 0 | 853 | 958 | 1372 | 1427 | 1867 | 1960 | 1846 | 1595 | 1465 | 1058 | 971 | 673 | 853 | 958 | 1372 | 1427 | 1867 | 1960 | 1846 | 1595 | 1465 | 1058 | 971 | 673 | 97.244 | 109.255 | 156.478 | 162.72 | 212.957 | 223.547 | 210.546 | 181.92 | 167.154 | 120.706 | 110.762 | 76.711 | 0 | 0 | 16045 | 16045 | 1830 | 2020 | solar PV | TRUE
60813 | N | . | Cloverdale Solar Center | Adapture Renewables, Inc. | 60496 | CA | PACC | WECC |  | 22 | 2 | NAICS-22 Non-Cogen | PV | SUN | SUN | CISO | A |  | 0 | 0 | 0 | 0 | 0 | 0 | 0 | 0 | 0 | 0 | 0 | 0 | 0 | 0 | 0 | 0 | 0 | 0 | 0 | 0 | 0 | 0 | 0 | 0 | 0 | 0 | 0 | 0 | 0 | 0 | 0 | 0 | 0 | 0 | 0 | 0 | 1057 | 1433 | 1402 | 1767 | 2313 | 2303 | 2602 | 2155 | 1692 | 1564 | 1237 | 979 | 1057 | 1433 | 1402 | 1767 | 2313 | 2303 | 2602 | 2155 | 1692 | 1564 | 1237 | 979 | 120.588 | 163.463 | 159.958 | 201.593 | 263.834 | 262.726 | 296.754 | 245.852 | 193.043 | 178.434 | 141.066 | 111.689 | 0 | 0 | 20504 | 20504 | 2339 | 2020 | solar PV | TRUE
60815 | N | . | Hampshire College Hybrid | Tesla Inc. | 60947 | MA | NEW | NPCC |  | 22 | 2 | NAICS-22 Non-Cogen | BA | MWH | OTH | ISNE | A | megawatthours | 0 | 0 | 0 | 0 | 0 | 0 | 0 | 0 | 0 | 0 | 0 | 0 | 0 | 0 | 0 | 0 | 0 | 0 | 0 | 0 | 0 | 0 | 0 | 0 | 0 | 0 | 0 | 0 | 0 | 0 | 0 | 0 | 0 | 0 | 0 | 0 | 0 | 0 | 0 | 0 | 0 | 0 | 0 | 0 | 0 | 0 | 0 | 0 | 0 | 0 | 0 | 0 | 0 | 0 | 0 | 0 | 0 | 0 | 0 | 0 | 0 | 0 | 0 | 0 | 0 | 0 | 0 | 0 | 0 | 0 | 0 | 0 | 0 | 0 | 0 | 0 | 0 | 2020 | other | TRUE
60815 | N | . | Hampshire College Hybrid | Tesla Inc. | 60947 | MA | NEW | NPCC |  | 22 | 2 | NAICS-22 Non-Cogen | PV | SUN | SUN | ISNE | A |  | 0 | 0 | 0 | 0 | 0 | 0 | 0 | 0 | 0 | 0 | 0 | 0 | 0 | 0 | 0 | 0 | 0 | 0 | 0 | 0 | 0 | 0 | 0 | 0 | 0 | 0 | 0 | 0 | 0 | 0 | 0 | 0 | 0 | 0 | 0 | 0 | 2191 | 2870 | 4367 | 4187 | 5903 | 5577 | 5492 | 5192 | 4508 | 3277 | 2344 | 1784 | 2191 | 2870 | 4367 | 4187 | 5903 | 5577 | 5492 | 5192 | 4508 | 3277 | 2344 | 1784 | 249.93 | 327.368 | 498.118 | 477.597 | 673.321 | 636.151 | 626.471 | 592.205 | 514.186 | 373.831 | 267.354 | 203.468 | 0 | 0 | 47692 | 47692 | 5440 | 2020 | solar PV | TRUE
60816 | N | . | Town of Lexington Solar | Syncarpha Lexington, LLC | 61132 | MA | NEW | NPCC |  | 22 | 2 | NAICS-22 Non-Cogen | PV | SUN | SUN | ISNE | A |  | 0 | 0 | 0 | 0 | 0 | 0 | 0 | 0 | 0 | 0 | 0 | 0 | 0 | 0 | 0 | 0 | 0 | 0 | 0 | 0 | 0 | 0 | 0 | 0 | 0 | 0 | 0 | 0 | 0 | 0 | 0 | 0 | 0 | 0 | 0 | 0 | 1083 | 1419 | 2159 | 2070 | 2918 | 2757 | 2715 | 2566 | 2228 | 1620 | 1159 | 882 | 1083 | 1419 | 2159 | 2070 | 2918 | 2757 | 2715 | 2566 | 2228 | 1620 | 1159 | 882 | 123.541 | 161.818 | 246.221 | 236.077 | 332.824 | 314.45 | 309.666 | 292.728 | 254.163 | 184.785 | 132.153 | 100.574 | 0 | 0 | 23576 | 23576 | 2689 | 2020 | solar PV | TRUE
60817 | N | . | Sullivan County - Adult Care Solar | Tesla Inc. | 60947 | NY | MAT | NPCC |  | 22 | 2 | NAICS-22 Non-Cogen | PV | SUN | SUN | NYIS | A |  | 0 | 0 | 0 | 0 | 0 | 0 | 0 | 0 | 0 | 0 | 0 | 0 | 0 | 0 | 0 | 0 | 0 | 0 | 0 | 0 | 0 | 0 | 0 | 0 | 0 | 0 | 0 | 0 | 0 | 0 | 0 | 0 | 0 | 0 | 0 | 0 | 1203 | 1344 | 1943 | 1948 | 2558 | 2572 | 2446 | 2077 | 2042 | 1450 | 1335 | 903 | 1203 | 1344 | 1943 | 1948 | 2558 | 2572 | 2446 | 2077 | 2042 | 1450 | 1335 | 903 | 137.271 | 153.257 | 221.596 | 222.202 | 291.794 | 293.336 | 278.988 | 236.88 | 232.956 | 165.388 | 152.307 | 103.025 | 0 | 0 | 21821 | 21821 | 2489 | 2020 | solar PV | TRUE
60818 | N | . | Oswego County - Fulton Solar | Tesla Inc. | 60947 | NY | MAT | NPCC |  | 22 | 2 | NAICS-22 Non-Cogen | PV | SUN | SUN | NYIS | A |  | 0 | 0 | 0 | 0 | 0 | 0 | 0 | 0 | 0 | 0 | 0 | 0 | 0 | 0 | 0 | 0 | 0 | 0 | 0 | 0 | 0 | 0 | 0 | 0 | 0 | 0 | 0 | 0 | 0 | 0 | 0 | 0 | 0 | 0 | 0 | 0 | 1119 | 1250 | 1807 | 1812 | 2379 | 2392 | 2275 | 1932 | 1900 | 1349 | 1242 | 840 | 1119 | 1250 | 1807 | 1812 | 2379 | 2392 | 2275 | 1932 | 1900 | 1349 | 1242 | 840 | 127.674 | 142.543 | 206.105 | 206.668 | 271.395 | 272.83 | 259.485 | 220.321 | 216.671 | 153.826 | 141.659 | 95.823 | 0 | 0 | 20297 | 20297 | 2315 | 2020 | solar PV | TRUE
60819 | N | . | Jefferson-Lewis BOCES Solar | Cypress Creek Renewables | 61060 | NY | MAT | NPCC |  | 22 | 2 | NAICS-22 Non-Cogen | PV | SUN | SUN | NYIS | A |  | 0 | 0 | 0 | 0 | 0 | 0 | 0 | 0 | 0 | 0 | 0 | 0 | 0 | 0 | 0 | 0 | 0 | 0 | 0 | 0 | 0 | 0 | 0 | 0 | 0 | 0 | 0 | 0 | 0 | 0 | 0 | 0 | 0 | 0 | 0 | 0 | 1421 | 1586 | 2293 | 2299 | 3020 | 3036 | 2887 | 2451 | 2411 | 1712 | 1576 | 1066 | 1421 | 1586 | 2293 | 2299 | 3020 | 3036 | 2887 | 2451 | 2411 | 1712 | 1576 | 1066 | 162.032 | 180.904 | 261.571 | 262.286 | 344.432 | 346.252 | 329.316 | 279.612 | 274.98 | 195.223 | 179.782 | 121.61 | 0 | 0 | 25758 | 25758 | 2938 | 2020 | solar PV | TRUE
60820 | N | . | Montgomery County Correctional Facility | Tesla Inc. | 60947 | MD | SAT | RFC |  | 22 | 2 | NAICS-22 Non-Cogen | PV | SUN | SUN | PJM | A |  | 0 | 0 | 0 | 0 | 0 | 0 | 0 | 0 | 0 | 0 | 0 | 0 | 0 | 0 | 0 | 0 | 0 | 0 | 0 | 0 | 0 | 0 | 0 | 0 | 0 | 0 | 0 | 0 | 0 | 0 | 0 | 0 | 0 | 0 | 0 | 0 | 822 | 934 | 1186 | 1331 | 1521 | 1639 | 1629 | 1358 | 1205 | 1034 | 934 | 688 | 822 | 934 | 1186 | 1331 | 1521 | 1639 | 1629 | 1358 | 1205 | 1034 | 934 | 688 | 93.777 | 106.522 | 135.324 | 151.8 | 173.527 | 186.981 | 185.775 | 154.88 | 137.431 | 117.946 | 106.515 | 78.522 | 0 | 0 | 14281 | 14281 | 1629 | 2020 | solar PV | TRUE
60821 | N | . | Weber State University - Davis Campus PV | Tesla Inc. | 60947 | UT | MTN | WECC |  | 22 | 2 | NAICS-22 Non-Cogen | PV | SUN | SUN | WACM | A |  | 0 | 0 | 0 | 0 | 0 | 0 | 0 | 0 | 0 | 0 | 0 | 0 | 0 | 0 | 0 | 0 | 0 | 0 | 0 | 0 | 0 | 0 | 0 | 0 | 0 | 0 | 0 | 0 | 0 | 0 | 0 | 0 | 0 | 0 | 0 | 0 | 936 | 1295 | 1429 | 1793 | 1937 | 2123 | 2187 | 2076 | 1763 | 1526 | 910 | 803 | 936 | 1295 | 1429 | 1793 | 1937 | 2123 | 2187 | 2076 | 1763 | 1526 | 910 | 803 | 106.775 | 147.662 | 162.993 | 204.549 | 220.947 | 242.207 | 249.506 | 236.845 | 201.112 | 174.013 | 103.791 | 91.6 | 0 | 0 | 18778 | 18778 | 2142 | 2020 | solar PV | TRUE
60822 | N | . | Intel - Ocotillo Campus Solar | Tesla Inc. | 60947 | AZ | MTN | WECC |  | 22 | 2 | NAICS-22 Non-Cogen | PV | SUN | SUN | AZPS | A |  | 0 | 0 | 0 | 0 | 0 | 0 | 0 | 0 | 0 | 0 | 0 | 0 | 0 | 0 | 0 | 0 | 0 | 0 | 0 | 0 | 0 | 0 | 0 | 0 | 0 | 0 | 0 | 0 | 0 | 0 | 0 | 0 | 0 | 0 | 0 | 0 | 2785 | 3216 | 3629 | 4851 | 5255 | 5020 | 5031 | 4625 | 4179 | 3939 | 2813 | 2497 | 2785 | 3216 | 3629 | 4851 | 5255 | 5020 | 5031 | 4625 | 4179 | 3939 | 2813 | 2497 | 317.688 | 366.872 | 413.944 | 553.342 | 599.375 | 572.643 | 573.816 | 527.545 | 476.65 | 449.351 | 320.91 | 284.864 | 0 | 0 | 47840 | 47840 | 5457 | 2020 | solar PV | TRUE
60823 | N | . | South Sioux City Solar | Tesla Inc. | 60947 | NE | WNC | MRO |  | 22 | 2 | NAICS-22 Non-Cogen | PV | SUN | SUN | SWPP | A |  | 0 | 0 | 0 | 0 | 0 | 0 | 0 | 0 | 0 | 0 | 0 | 0 | 0 | 0 | 0 | 0 | 0 | 0 | 0 | 0 | 0 | 0 | 0 | 0 | 0 | 0 | 0 | 0 | 0 | 0 | 0 | 0 | 0 | 0 | 0 | 0 | 746 | 1569 | 1891 | 2478 | 2540 | 2810 | 2713 | 2694 | 1940 | 1456 | 1145 | 769 | 746 | 1569 | 1891 | 2478 | 2540 | 2810 | 2713 | 2694 | 1940 | 1456 | 1145 | 769 | 85.037 | 179.001 | 215.715 | 282.691 | 289.753 | 320.524 | 309.432 | 307.237 | 221.257 | 166.048 | 130.599 | 87.706 | 0 | 0 | 22751 | 22751 | 2595 | 2020 | solar PV | TRUE
60824 | N | . | Valley Sanitary District WTP Solar | Tesla Inc. | 60947 | CA | PACC | WECC |  | 22 | 2 | NAICS-22 Non-Cogen | PV | SUN | SUN | LDWP | A |  | 0 | 0 | 0 | 0 | 0 | 0 | 0 | 0 | 0 | 0 | 0 | 0 | 0 | 0 | 0 | 0 | 0 | 0 | 0 | 0 | 0 | 0 | 0 | 0 | 0 | 0 | 0 | 0 | 0 | 0 | 0 | 0 | 0 | 0 | 0 | 0 | 710 | 962 | 941 | 1186 | 1553 | 1546 | 1746 | 1447 | 1136 | 1050 | 830 | 657 | 710 | 962 | 941 | 1186 | 1553 | 1546 | 1746 | 1447 | 1136 | 1050 | 830 | 657 | 80.943 | 109.721 | 107.368 | 135.314 | 177.093 | 176.349 | 199.189 | 165.023 | 129.575 | 119.77 | 94.687 | 74.968 | 0 | 0 | 13764 | 13764 | 1570 | 2020 | solar PV | TRUE
60825 | N | . | Colgreen North Shore Solar Farm | Sunpin Holdings, LLC | 60495 | CA | PACC | WECC |  | 22 | 2 | NAICS-22 Non-Cogen | PV | SUN | SUN | IID | M |  | 0 | 0 | 0 | 0 | 0 | 0 | 0 | 0 | 0 | 0 | 0 | 0 | 0 | 0 | 0 | 0 | 0 | 0 | 0 | 0 | 0 | 0 | 0 | 0 | 0 | 0 | 0 | 0 | 0 | 0 | 0 | 0 | 0 | 0 | 0 | 0 | 51217 | 102662 | 133688 | 142990 | 197906 | 137537 | 197784 | 173227 | 144708 | 121861 | 101653 | 80025 | 51217 | 102662 | 133688 | 142990 | 197906 | 137537 | 197784 | 173227 | 144708 | 121861 | 101653 | 80025 | 5842 | 11710 | 15249 | 16310 | 22574 | 15688 | 22560 | 19759 | 16506 | 13900 | 11595 | 9128 | 0 | 0 | 1585258 | 1585258 | 180821 | 2020 | solar PV | TRUE
60827 | N | . | Sun Streams, LLC | EDP Renewables North America LLC | 61785 | AZ | MTN | WECC |  | 22 | 2 | NAICS-22 Non-Cogen | PV | SUN | SUN | CISO | M |  | 0 | 0 | 0 | 0 | 0 | 0 | 0 | 0 | 0 | 0 | 0 | 0 | 0 | 0 | 0 | 0 | 0 | 0 | 0 | 0 | 0 | 0 | 0 | 0 | 0 | 0 | 0 | 0 | 0 | 0 | 0 | 0 | 0 | 0 | 0 | 0 | 215695 | 227705 | 276082 | 352162 | 339432 | 342623 | 344482 | 316927 | 311079 | 288706 | 213362 | 191331 | 215695 | 227705 | 276082 | 352162 | 339432 | 342623 | 344482 | 316927 | 311079 | 288706 | 213362 | 191331 | 24603 | 25973 | 31491 | 40169 | 38717 | 39081 | 39293 | 36150 | 35483 | 32931 | 24337 | 21824 | 0 | 0 | 3419586 | 3419586 | 390052 | 2020 | solar PV | TRUE
60830 | N | . | Webster Holdco Solar CSG | Webster Holdco LLC | 60486 | MN | WNC | MRO |  | 22 | 2 | NAICS-22 Non-Cogen | PV | SUN | SUN | MISO | A |  | 0 | 0 | 0 | 0 | 0 | 0 | 0 | 0 | 0 | 0 | 0 | 0 | 0 | 0 | 0 | 0 | 0 | 0 | 0 | 0 | 0 | 0 | 0 | 0 | 0 | 0 | 0 | 0 | 0 | 0 | 0 | 0 | 0 | 0 | 0 | 0 | 2074 | 4599 | 5580 | 7377 | 7673 | 8317 | 8020 | 7941 | 5600 | 4191 | 3207 | 2008 | 2074 | 4599 | 5580 | 7377 | 7673 | 8317 | 8020 | 7941 | 5600 | 4191 | 3207 | 2008 | 236.536 | 524.551 | 636.431 | 841.409 | 875.238 | 948.66 | 914.764 | 905.795 | 638.746 | 478.013 | 365.821 | 229.036 | 0 | 0 | 66587 | 66587 | 7595 | 2020 | solar PV | TRUE
60831 | N | . | Orbit Energy RI | Entropy Investment Management, LLC | 61249 | RI | NEW | NPCC |  | 22 | 2 | NAICS-22 Non-Cogen | IC | OBG | ORW | ISNE | A | Mcf | 92975 | 82868 | 93609 | 86973 | 92828 | 77378 | 88367 | 93310 | 88673 | 96501 | 84910 | 89587 | 92975 | 82868 | 93609 | 86973 | 92828 | 77378 | 88367 | 93310 | 88673 | 96501 | 84910 | 89587 | 0.75 | 0.75 | 0.75 | 0.75 | 0.75 | 0.75 | 0.75 | 0.75 | 0.75 | 0.75 | 0.75 | 0.75 | 69731 | 62151 | 70207 | 65230 | 69621 | 58034 | 66275 | 69983 | 66505 | 72376 | 63683 | 67190 | 69731 | 62151 | 70207 | 65230 | 69621 | 58034 | 66275 | 69983 | 66505 | 72376 | 63683 | 67190 | -219.988 | -196.079 | -221.494 | -205.792 | -219.646 | -183.087 | -209.091 | -220.787 | -209.815 | -228.335 | -200.91 | -211.976 | 1067979 | 1067979 | 800986 | 800986 | -2527 | 2020 | biomass | TRUE
60832 | N | . | Farmington Holdco Solar | Farmington Holdco LLC | 60501 | MN | WNC | MRO |  | 22 | 2 | NAICS-22 Non-Cogen | PV | SUN | SUN | MISO | A |  | 0 | 0 | 0 | 0 | 0 | 0 | 0 | 0 | 0 | 0 | 0 | 0 | 0 | 0 | 0 | 0 | 0 | 0 | 0 | 0 | 0 | 0 | 0 | 0 | 0 | 0 | 0 | 0 | 0 | 0 | 0 | 0 | 0 | 0 | 0 | 0 | 2164 | 4799 | 5822 | 7697 | 8007 | 8678 | 8368 | 8286 | 5843 | 4373 | 3347 | 2095 | 2164 | 4799 | 5822 | 7697 | 8007 | 8678 | 8368 | 8286 | 5843 | 4373 | 3347 | 2095 | 246.814 | 547.342 | 664.084 | 877.967 | 913.266 | 989.879 | 954.51 | 945.152 | 666.499 | 498.783 | 381.716 | 238.988 | 0 | 0 | 69479 | 69479 | 7925 | 2020 | solar PV | TRUE
60833 | N | . | Dodge Holdco Solar CSG | Dodge Holdco LLC | 60485 | MN | WNC | MRO |  | 22 | 2 | NAICS-22 Non-Cogen | PV | SUN | SUN | MISO | A |  | 0 | 0 | 0 | 0 | 0 | 0 | 0 | 0 | 0 | 0 | 0 | 0 | 0 | 0 | 0 | 0 | 0 | 0 | 0 | 0 | 0 | 0 | 0 | 0 | 0 | 0 | 0 | 0 | 0 | 0 | 0 | 0 | 0 | 0 | 0 | 0 | 1425 | 3159 | 3833 | 5068 | 5272 | 5714 | 5510 | 5456 | 3847 | 2879 | 2203 | 1380 | 1425 | 3159 | 3833 | 5068 | 5272 | 5714 | 5510 | 5456 | 3847 | 2879 | 2203 | 1380 | 162.509 | 360.382 | 437.248 | 578.074 | 601.315 | 651.759 | 628.471 | 622.309 | 438.838 | 328.41 | 251.33 | 157.355 | 0 | 0 | 45746 | 45746 | 5218 | 2020 | solar PV | TRUE
60834 | N | . | Hwy 14 Holdco Solar CSG | Hwy 14 Holdco, LLC | 60488 | MN | WNC | MRO |  | 22 | 2 | NAICS-22 Non-Cogen | PV | SUN | SUN | MISO | A |  | 0 | 0 | 0 | 0 | 0 | 0 | 0 | 0 | 0 | 0 | 0 | 0 | 0 | 0 | 0 | 0 | 0 | 0 | 0 | 0 | 0 | 0 | 0 | 0 | 0 | 0 | 0 | 0 | 0 | 0 | 0 | 0 | 0 | 0 | 0 | 0 | 2118 | 4696 | 5698 | 7533 | 7836 | 8493 | 8190 | 8109 | 5719 | 4280 | 3275 | 2051 | 2118 | 4696 | 5698 | 7533 | 7836 | 8493 | 8190 | 8109 | 5719 | 4280 | 3275 | 2051 | 241.551 | 535.67 | 649.922 | 859.245 | 893.791 | 968.77 | 934.156 | 924.996 | 652.286 | 488.146 | 373.576 | 233.891 | 0 | 0 | 67998 | 67998 | 7756 | 2020 | solar PV | TRUE
60835 | N | . | Pine Island Solar CSG | Pine Island Holdco, LLC | 60490 | MN | WNC | MRO |  | 22 | 2 | NAICS-22 Non-Cogen | PV | SUN | SUN | MISO | A |  | 0 | 0 | 0 | 0 | 0 | 0 | 0 | 0 | 0 | 0 | 0 | 0 | 0 | 0 | 0 | 0 | 0 | 0 | 0 | 0 | 0 | 0 | 0 | 0 | 0 | 0 | 0 | 0 | 0 | 0 | 0 | 0 | 0 | 0 | 0 | 0 | 1695 | 3758 | 4560 | 6029 | 6271 | 6797 | 6554 | 6490 | 4576 | 3425 | 2621 | 1641 | 1695 | 3758 | 4560 | 6029 | 6271 | 6797 | 6554 | 6490 | 4576 | 3425 | 2621 | 1641 | 193.309 | 428.688 | 520.122 | 687.64 | 715.286 | 775.291 | 747.589 | 740.259 | 522.014 | 390.656 | 298.967 | 187.179 | 0 | 0 | 54417 | 54417 | 6207 | 2020 | solar PV | TRUE
60836 | N | . | Big Lake Holdco Solar CSG | Big Lake Holdco LLC | 60489 | MN | WNC | MRO |  | 22 | 2 | NAICS-22 Non-Cogen | PV | SUN | SUN | MISO | A |  | 0 | 0 | 0 | 0 | 0 | 0 | 0 | 0 | 0 | 0 | 0 | 0 | 0 | 0 | 0 | 0 | 0 | 0 | 0 | 0 | 0 | 0 | 0 | 0 | 0 | 0 | 0 | 0 | 0 | 0 | 0 | 0 | 0 | 0 | 0 | 0 | 1255 | 2782 | 3376 | 4463 | 4642 | 5032 | 4852 | 4804 | 3388 | 2535 | 1940 | 1215 | 1255 | 2782 | 3376 | 4463 | 4642 | 5032 | 4852 | 4804 | 3388 | 2535 | 1940 | 1215 | 143.105 | 317.355 | 385.043 | 509.055 | 529.522 | 573.942 | 553.435 | 548.009 | 386.443 | 289.2 | 221.323 | 138.568 | 0 | 0 | 40284 | 40284 | 4595 | 2020 | solar PV | TRUE
60837 | N | . | Forest Lake Solar CSG | Forest Lake Holdco LLC | 60491 | MN | WNC | MRO |  | 22 | 2 | NAICS-22 Non-Cogen | PV | SUN | SUN | MISO | A |  | 0 | 0 | 0 | 0 | 0 | 0 | 0 | 0 | 0 | 0 | 0 | 0 | 0 | 0 | 0 | 0 | 0 | 0 | 0 | 0 | 0 | 0 | 0 | 0 | 0 | 0 | 0 | 0 | 0 | 0 | 0 | 0 | 0 | 0 | 0 | 0 | 2093 | 4641 | 5630 | 7444 | 7743 | 8392 | 8093 | 8013 | 5651 | 4229 | 3236 | 2026 | 2093 | 4641 | 5630 | 7444 | 7743 | 8392 | 8093 | 8013 | 5651 | 4229 | 3236 | 2026 | 238.684 | 529.316 | 642.213 | 849.053 | 883.189 | 957.279 | 923.075 | 914.024 | 644.549 | 482.356 | 369.145 | 231.117 | 0 | 0 | 67191 | 67191 | 7664 | 2020 | solar PV | TRUE
60838 | N | . | Wabasha Holdco Solar CSG | Wabasha Holdco LLC | 60487 | MN | WNC | MRO |  | 22 | 2 | NAICS-22 Non-Cogen | PV | SUN | SUN | MISO | A |  | 0 | 0 | 0 | 0 | 0 | 0 | 0 | 0 | 0 | 0 | 0 | 0 | 0 | 0 | 0 | 0 | 0 | 0 | 0 | 0 | 0 | 0 | 0 | 0 | 0 | 0 | 0 | 0 | 0 | 0 | 0 | 0 | 0 | 0 | 0 | 0 | 1480 | 3282 | 3982 | 5265 | 5477 | 5936 | 5724 | 5668 | 3997 | 2991 | 2289 | 1433 | 1480 | 3282 | 3982 | 5265 | 5477 | 5936 | 5724 | 5668 | 3997 | 2991 | 2289 | 1433 | 168.829 | 374.403 | 454.259 | 600.563 | 624.709 | 677.115 | 652.921 | 646.519 | 455.911 | 341.186 | 261.108 | 163.477 | 0 | 0 | 47524 | 47524 | 5421 | 2020 | solar PV | TRUE
60839 | N | . | Goya Foods, Inc- Jersey City Solar | Goya Foods Inc. | 60993 | NJ | MAT | RFC |  | 22 | 2 | NAICS-22 Non-Cogen | PV | SUN | SUN | PJM | A |  | 0 | 0 | 0 | 0 | 0 | 0 | 0 | 0 | 0 | 0 | 0 | 0 | 0 | 0 | 0 | 0 | 0 | 0 | 0 | 0 | 0 | 0 | 0 | 0 | 0 | 0 | 0 | 0 | 0 | 0 | 0 | 0 | 0 | 0 | 0 | 0 | 1942 | 2182 | 3125 | 3250 | 4253 | 4465 | 4205 | 3633 | 3338 | 2411 | 2212 | 1532 | 1942 | 2182 | 3125 | 3250 | 4253 | 4465 | 4205 | 3633 | 3338 | 2411 | 2212 | 1532 | 221.538 | 248.898 | 356.48 | 370.7 | 485.146 | 509.271 | 479.654 | 414.438 | 380.801 | 274.985 | 252.331 | 174.758 | 0 | 0 | 36548 | 36548 | 4169 | 2020 | solar PV | TRUE
60840 | N | . | Goya Foods, Inc- Secaucus Solar | Goya Foods Inc. | 60993 | NJ | MAT | RFC |  | 22 | 2 | NAICS-22 Non-Cogen | PV | SUN | SUN | PJM | A |  | 0 | 0 | 0 | 0 | 0 | 0 | 0 | 0 | 0 | 0 | 0 | 0 | 0 | 0 | 0 | 0 | 0 | 0 | 0 | 0 | 0 | 0 | 0 | 0 | 0 | 0 | 0 | 0 | 0 | 0 | 0 | 0 | 0 | 0 | 0 | 0 | 1210 | 1359 | 1947 | 2024 | 2650 | 2781 | 2620 | 2263 | 2080 | 1502 | 1378 | 954 | 1210 | 1359 | 1947 | 2024 | 2650 | 2781 | 2620 | 2263 | 2080 | 1502 | 1378 | 954 | 138 | 155.047 | 222.062 | 230.92 | 302.213 | 317.241 | 298.792 | 258.167 | 237.213 | 171.297 | 157.185 | 108.863 | 0 | 0 | 22768 | 22768 | 2597 | 2020 | solar PV | TRUE
60841 | N | . | Prudential 55 Livingston Roseland Solar | Prudential Insurance Company of America (NJ) | 60989 | NJ | MAT | RFC |  | 22 | 2 | NAICS-22 Non-Cogen | PV | SUN | SUN | PJM | A |  | 0 | 0 | 0 | 0 | 0 | 0 | 0 | 0 | 0 | 0 | 0 | 0 | 0 | 0 | 0 | 0 | 0 | 0 | 0 | 0 | 0 | 0 | 0 | 0 | 0 | 0 | 0 | 0 | 0 | 0 | 0 | 0 | 0 | 0 | 0 | 0 | 892 | 1002 | 1435 | 1492 | 1953 | 2050 | 1931 | 1668 | 1533 | 1107 | 1016 | 703 | 892 | 1002 | 1435 | 1492 | 1953 | 2050 | 1931 | 1668 | 1533 | 1107 | 1016 | 703 | 101.708 | 114.27 | 163.661 | 170.189 | 222.732 | 233.808 | 220.211 | 190.27 | 174.827 | 126.246 | 115.846 | 80.232 | 0 | 0 | 16782 | 16782 | 1914 | 2020 | solar PV | TRUE
60842 | N | . | Prudential 80 Livingston Roseland Solar | Prudential Insurance Company of America (NJ) | 60989 | NJ | MAT | RFC |  | 22 | 2 | NAICS-22 Non-Cogen | PV | SUN | SUN | PJM | A |  | 0 | 0 | 0 | 0 | 0 | 0 | 0 | 0 | 0 | 0 | 0 | 0 | 0 | 0 | 0 | 0 | 0 | 0 | 0 | 0 | 0 | 0 | 0 | 0 | 0 | 0 | 0 | 0 | 0 | 0 | 0 | 0 | 0 | 0 | 0 | 0 | 1299 | 1460 | 2091 | 2174 | 2845 | 2987 | 2813 | 2431 | 2233 | 1613 | 1480 | 1025 | 1299 | 1460 | 2091 | 2174 | 2845 | 2987 | 2813 | 2431 | 2233 | 1613 | 1480 | 1025 | 148.204 | 166.509 | 238.48 | 247.993 | 324.556 | 340.695 | 320.882 | 277.253 | 254.75 | 183.961 | 168.806 | 116.911 | 0 | 0 | 24451 | 24451 | 2789 | 2020 | solar PV | TRUE
60843 | N | . | River Terminal Development Solar | RTC Properties Inc | 16380 | NJ | MAT | RFC |  | 53 | 4 | Commercial NAICS Non-Cogen | PV | SUN | SUN | PJM | A |  | 0 | 0 | 0 | 0 | 0 | 0 | 0 | 0 | 0 | 0 | 0 | 0 | 0 | 0 | 0 | 0 | 0 | 0 | 0 | 0 | 0 | 0 | 0 | 0 | 0 | 0 | 0 | 0 | 0 | 0 | 0 | 0 | 0 | 0 | 0 | 0 | 1708 | 1919 | 2748 | 2858 | 3740 | 3926 | 3698 | 3195 | 2936 | 2120 | 1945 | 1347 | 1708 | 1919 | 2748 | 2858 | 3740 | 3926 | 3698 | 3195 | 2936 | 2120 | 1945 | 1347 | 194.809 | 218.868 | 313.47 | 325.974 | 426.612 | 447.826 | 421.783 | 364.435 | 334.856 | 241.807 | 221.887 | 153.673 | 0 | 0 | 32140 | 32140 | 3666 | 2020 | solar PV | FALSE
60844 | N | . | Genentech Vacaville Meter #1 | Tesla Inc. | 60947 | CA | PACC | WECC |  | 22 | 2 | NAICS-22 Non-Cogen | PV | SUN | SUN | CISO | A |  | 0 | 0 | 0 | 0 | 0 | 0 | 0 | 0 | 0 | 0 | 0 | 0 | 0 | 0 | 0 | 0 | 0 | 0 | 0 | 0 | 0 | 0 | 0 | 0 | 0 | 0 | 0 | 0 | 0 | 0 | 0 | 0 | 0 | 0 | 0 | 0 | 3620 | 4907 | 4802 | 6052 | 7920 | 7887 | 8908 | 7380 | 5795 | 5356 | 4235 | 3353 | 3620 | 4907 | 4802 | 6052 | 7920 | 7887 | 8908 | 7380 | 5795 | 5356 | 4235 | 3353 | 412.907 | 559.716 | 547.716 | 690.276 | 903.398 | 899.605 | 1016.118 | 841.826 | 661 | 610.98 | 483.024 | 382.434 | 0 | 0 | 70215 | 70215 | 8009 | 2020 | solar PV | TRUE
60846 | N | . | US GSA - Sacramento | Tesla Inc. | 60947 | CA | PACC | WECC |  | 22 | 2 | NAICS-22 Non-Cogen | PV | SUN | SUN | BANC | A |  | 0 | 0 | 0 | 0 | 0 | 0 | 0 | 0 | 0 | 0 | 0 | 0 | 0 | 0 | 0 | 0 | 0 | 0 | 0 | 0 | 0 | 0 | 0 | 0 | 0 | 0 | 0 | 0 | 0 | 0 | 0 | 0 | 0 | 0 | 0 | 0 | 983 | 1332 | 1303 | 1643 | 2150 | 2141 | 2418 | 2003 | 1573 | 1454 | 1149 | 910 | 983 | 1332 | 1303 | 1643 | 2150 | 2141 | 2418 | 2003 | 1573 | 1454 | 1149 | 910 | 112.08 | 151.932 | 148.675 | 187.372 | 245.223 | 244.193 | 275.82 | 228.509 | 179.425 | 165.847 | 131.114 | 103.81 | 0 | 0 | 19059 | 19059 | 2174 | 2020 | solar PV | TRUE
60847 | N | . | Garrett County - DPU Treatment Plant | Tesla Inc. | 60947 | MD | SAT | RFC |  | 22 | 2 | NAICS-22 Non-Cogen | PV | SUN | SUN | PJM | A |  | 0 | 0 | 0 | 0 | 0 | 0 | 0 | 0 | 0 | 0 | 0 | 0 | 0 | 0 | 0 | 0 | 0 | 0 | 0 | 0 | 0 | 0 | 0 | 0 | 0 | 0 | 0 | 0 | 0 | 0 | 0 | 0 | 0 | 0 | 0 | 0 | 842 | 956 | 1215 | 1363 | 1558 | 1679 | 1668 | 1390 | 1234 | 1059 | 956 | 705 | 842 | 956 | 1215 | 1363 | 1558 | 1679 | 1668 | 1390 | 1234 | 1059 | 956 | 705 | 96.024 | 109.072 | 138.563 | 155.434 | 177.682 | 191.457 | 190.222 | 158.588 | 140.721 | 120.77 | 109.065 | 80.402 | 0 | 0 | 14625 | 14625 | 1668 | 2020 | solar PV | TRUE
60848 | N | . | Temple Solar Arrays | UGI Energy Services, LLC | 60508 | PA | MAT | RFC |  | 22 | 2 | NAICS-22 Non-Cogen | PV | SUN | SUN | PJM | M |  | 0 | 0 | 0 | 0 | 0 | 0 | 0 | 0 | 0 | 0 | 0 | 0 | 0 | 0 | 0 | 0 | 0 | 0 | 0 | 0 | 0 | 0 | 0 | 0 | 0 | 0 | 0 | 0 | 0 | 0 | 0 | 0 | 0 | 0 | 0 | 0 | 1192 | 1447 | 2236 | 2525 | 3217 | 3288 | 3156 | 2691 | 2271 | 1613 | 1298 | 684 | 1192 | 1447 | 2236 | 2525 | 3217 | 3288 | 3156 | 2691 | 2271 | 1613 | 1298 | 684 | 136 | 165 | 255 | 288 | 367 | 375 | 360 | 307 | 259 | 184 | 148 | 78 | 0 | 0 | 25618 | 25618 | 2922 | 2020 | solar PV | TRUE
60849 | N | . | Emmitsburg Solar Arrays | UGI Energy Services, LLC | 60508 | MD | SAT | RFC |  | 22 | 2 | NAICS-22 Non-Cogen | PV | SUN | SUN | PJM | M |  | 0 | 0 | 0 | 0 | 0 | 0 | 0 | 0 | 0 | 0 | 0 | 0 | 0 | 0 | 0 | 0 | 0 | 0 | 0 | 0 | 0 | 0 | 0 | 0 | 0 | 0 | 0 | 0 | 0 | 0 | 0 | 0 | 0 | 0 | 0 | 0 | 1534 | 1596 | 2271 | 2104 | 2981 | 2902 | 2762 | 2560 | 2376 | 1981 | 1824 | 1245 | 1534 | 1596 | 2271 | 2104 | 2981 | 2902 | 2762 | 2560 | 2376 | 1981 | 1824 | 1245 | 175 | 182 | 259 | 240 | 340 | 331 | 315 | 292 | 271 | 226 | 208 | 142 | 0 | 0 | 26136 | 26136 | 2981 | 2020 | solar PV | TRUE
60851 | N | . | Curtis Hill Solar CSG | CCC Solar Holdings LLC | 61561 | MA | NEW | NPCC |  | 22 | 2 | NAICS-22 Non-Cogen | PV | SUN | SUN | ISNE | A |  | 0 | 0 | 0 | 0 | 0 | 0 | 0 | 0 | 0 | 0 | 0 | 0 | 0 | 0 | 0 | 0 | 0 | 0 | 0 | 0 | 0 | 0 | 0 | 0 | 0 | 0 | 0 | 0 | 0 | 0 | 0 | 0 | 0 | 0 | 0 | 0 | 1375 | 1801 | 2740 | 2627 | 3703 | 3499 | 3446 | 3257 | 2828 | 2056 | 1471 | 1119 | 1375 | 1801 | 2740 | 2627 | 3703 | 3499 | 3446 | 3257 | 2828 | 2056 | 1471 | 1119 | 156.804 | 205.387 | 312.514 | 299.64 | 422.435 | 399.115 | 393.042 | 371.543 | 322.595 | 234.537 | 167.735 | 127.653 | 0 | 0 | 29922 | 29922 | 3413 | 2020 | solar PV | TRUE
60852 | N | . | Depot Hill Solar CSG | CCC Solar Holdings LLC | 61561 | MA | NEW | NPCC |  | 22 | 2 | NAICS-22 Non-Cogen | PV | SUN | SUN | ISNE | A |  | 0 | 0 | 0 | 0 | 0 | 0 | 0 | 0 | 0 | 0 | 0 | 0 | 0 | 0 | 0 | 0 | 0 | 0 | 0 | 0 | 0 | 0 | 0 | 0 | 0 | 0 | 0 | 0 | 0 | 0 | 0 | 0 | 0 | 0 | 0 | 0 | 1441 | 1887 | 2871 | 2753 | 3881 | 3667 | 3611 | 3414 | 2964 | 2155 | 1541 | 1173 | 1441 | 1887 | 2871 | 2753 | 3881 | 3667 | 3611 | 3414 | 2964 | 2155 | 1541 | 1173 | 164.338 | 215.256 | 327.531 | 314.038 | 442.733 | 418.293 | 411.928 | 389.397 | 338.097 | 245.807 | 175.795 | 133.787 | 0 | 0 | 31358 | 31358 | 3577 | 2020 | solar PV | TRUE
60853 | N | . | SR Houston | SR Houston Holdings, LLC | 60511 | MS | ESC | SERC |  | 22 | 2 | NAICS-22 Non-Cogen | PV | SUN | SUN | TVA | M |  | 0 | 0 | 0 | 0 | 0 | 0 | 0 | 0 | 0 | 0 | 0 | 0 | 0 | 0 | 0 | 0 | 0 | 0 | 0 | 0 | 0 | 0 | 0 | 0 | 0 | 0 | 0 | 0 | 0 | 0 | 0 | 0 | 0 | 0 | 0 | 0 | 2034 | 2288 | 1920 | 3200 | 3340 | 2744 | 3253 | 2963 | 2446 | 2341 | 2534 | 2350 | 2034 | 2288 | 1920 | 3200 | 3340 | 2744 | 3253 | 2963 | 2446 | 2341 | 2534 | 2350 | 232 | 261 | 219 | 365 | 381 | 313 | 371 | 338 | 279 | 267 | 289 | 268 | 0 | 0 | 31413 | 31413 | 3583 | 2020 | solar PV | TRUE
60854 | N | . | Bird Machine Solar Farm | Bird Machine Solar Farm, LLC | 60513 | MA | NEW | NPCC |  | 22 | 2 | NAICS-22 Non-Cogen | PV | SUN | SUN | ISNE | A |  | 0 | 0 | 0 | 0 | 0 | 0 | 0 | 0 | 0 | 0 | 0 | 0 | 0 | 0 | 0 | 0 | 0 | 0 | 0 | 0 | 0 | 0 | 0 | 0 | 0 | 0 | 0 | 0 | 0 | 0 | 0 | 0 | 0 | 0 | 0 | 0 | 2359 | 3091 | 4703 | 4509 | 6357 | 6006 | 5914 | 5591 | 4854 | 3529 | 2524 | 1921 | 2359 | 3091 | 4703 | 4509 | 6357 | 6006 | 5914 | 5591 | 4854 | 3529 | 2524 | 1921 | 269.133 | 352.522 | 536.393 | 514.295 | 725.058 | 685.032 | 674.608 | 637.709 | 553.696 | 402.555 | 287.897 | 219.102 | 0 | 0 | 51358 | 51358 | 5858 | 2020 | solar PV | TRUE
60855 | N | . | Iron Horse Solar I CSG | Iron Horse Solar 1, LLC | 60514 | MA | NEW | NPCC |  | 22 | 2 | NAICS-22 Non-Cogen | PV | SUN | SUN | ISNE | A |  | 0 | 0 | 0 | 0 | 0 | 0 | 0 | 0 | 0 | 0 | 0 | 0 | 0 | 0 | 0 | 0 | 0 | 0 | 0 | 0 | 0 | 0 | 0 | 0 | 0 | 0 | 0 | 0 | 0 | 0 | 0 | 0 | 0 | 0 | 0 | 0 | 1816 | 2378 | 3619 | 3470 | 4892 | 4622 | 4551 | 4302 | 3736 | 2716 | 1942 | 1478 | 1816 | 2378 | 3619 | 3470 | 4892 | 4622 | 4551 | 4302 | 3736 | 2716 | 1942 | 1478 | 207.111 | 271.282 | 412.779 | 395.774 | 557.965 | 527.163 | 519.142 | 490.746 | 426.094 | 309.785 | 221.55 | 168.609 | 0 | 0 | 39522 | 39522 | 4508 | 2020 | solar PV | TRUE
60856 | N | . | Astra Wind Farm | Astra Wind LLC | 60515 | TX | WSC | TRE |  | 22 | 2 | NAICS-22 Non-Cogen | WT | WND | WND | ERCO | M |  | 0 | 0 | 0 | 0 | 0 | 0 | 0 | 0 | 0 | 0 | 0 | 0 | 0 | 0 | 0 | 0 | 0 | 0 | 0 | 0 | 0 | 0 | 0 | 0 | 0 | 0 | 0 | 0 | 0 | 0 | 0 | 0 | 0 | 0 | 0 | 0 | 259223 | 393910 | 411400 | 377945 | 384784 | 336425 | 312263 | 399933 | 188008 | 206577 | 268305 | 315717 | 259223 | 393910 | 411400 | 377945 | 384784 | 336425 | 312263 | 399933 | 188008 | 206577 | 268305 | 315717 | 29568 | 44931 | 46926 | 43110 | 43890 | 38374 | 35618 | 45618 | 21445 | 23563 | 30604 | 36012 | 0 | 0 | 3854490 | 3854490 | 439659 | 2020 | onshore wind | TRUE
60857 | N | . | NES Rutgers Solar | NES Rutgers LLC | 60516 | NJ | MAT | RFC |  | 326 | 6 | Industrial NAICS Non-Cogen | PV | SUN | SUN | PJM | A |  | 0 | 0 | 0 | 0 | 0 | 0 | 0 | 0 | 0 | 0 | 0 | 0 | 0 | 0 | 0 | 0 | 0 | 0 | 0 | 0 | 0 | 0 | 0 | 0 | 0 | 0 | 0 | 0 | 0 | 0 | 0 | 0 | 0 | 0 | 0 | 0 | 477 | 536 | 768 | 798 | 1045 | 1097 | 1033 | 892 | 820 | 592 | 543 | 376 | 477 | 536 | 768 | 798 | 1045 | 1097 | 1033 | 892 | 820 | 592 | 543 | 376 | 54.416 | 61.135 | 87.559 | 91.052 | 119.163 | 125.088 | 117.814 | 101.795 | 93.533 | 67.542 | 61.978 | 42.925 | 0 | 0 | 8977 | 8977 | 1024 | 2020 | solar PV | FALSE
60858 | N | . | 126 Grove Solar LLC | 126 Grove Solar LLC | 60517 | MA | NEW | NPCC |  | 22 | 2 | NAICS-22 Non-Cogen | PV | SUN | SUN | ISNE | A |  | 0 | 0 | 0 | 0 | 0 | 0 | 0 | 0 | 0 | 0 | 0 | 0 | 0 | 0 | 0 | 0 | 0 | 0 | 0 | 0 | 0 | 0 | 0 | 0 | 0 | 0 | 0 | 0 | 0 | 0 | 0 | 0 | 0 | 0 | 0 | 0 | 901 | 1181 | 1797 | 1723 | 2428 | 2294 | 2260 | 2136 | 1855 | 1348 | 964 | 734 | 901 | 1181 | 1797 | 1723 | 2428 | 2294 | 2260 | 2136 | 1855 | 1348 | 964 | 734 | 102.821 | 134.678 | 204.924 | 196.482 | 277.002 | 261.711 | 257.728 | 243.631 | 211.535 | 153.793 | 109.989 | 83.706 | 0 | 0 | 19621 | 19621 | 2238 | 2020 | solar PV | TRUE
60860 | N | . | VEC Alburgh Array | SoCore Energy LLC | 60520 | VT | NEW | NPCC |  | 22 | 2 | NAICS-22 Non-Cogen | PV | SUN | SUN | ISNE | A |  | 0 | 0 | 0 | 0 | 0 | 0 | 0 | 0 | 0 | 0 | 0 | 0 | 0 | 0 | 0 | 0 | 0 | 0 | 0 | 0 | 0 | 0 | 0 | 0 | 0 | 0 | 0 | 0 | 0 | 0 | 0 | 0 | 0 | 0 | 0 | 0 | 233 | 415 | 1131 | 1283 | 1792 | 1661 | 1711 | 1512 | 1194 | 836 | 501 | 207 | 233 | 415 | 1131 | 1283 | 1792 | 1661 | 1711 | 1512 | 1194 | 836 | 501 | 207 | 26.593 | 47.357 | 129.006 | 146.382 | 204.386 | 189.406 | 195.169 | 172.47 | 136.198 | 95.352 | 57.101 | 23.58 | 0 | 0 | 12476 | 12476 | 1423 | 2020 | solar PV | TRUE
60861 | N | . | Dept of General Services -FTB | California PV Energy 2, LLC | 60518 | CA | PACC | WECC |  | 22 | 2 | NAICS-22 Non-Cogen | PV | SUN | SUN | BANC | A |  | 0 | 0 | 0 | 0 | 0 | 0 | 0 | 0 | 0 | 0 | 0 | 0 | 0 | 0 | 0 | 0 | 0 | 0 | 0 | 0 | 0 | 0 | 0 | 0 | 0 | 0 | 0 | 0 | 0 | 0 | 0 | 0 | 0 | 0 | 0 | 0 | 2315 | 3138 | 3071 | 3870 | 5065 | 5044 | 5697 | 4720 | 3706 | 3426 | 2708 | 2144 | 2315 | 3138 | 3071 | 3870 | 5065 | 5044 | 5697 | 4720 | 3706 | 3426 | 2708 | 2144 | 264.067 | 357.955 | 350.281 | 441.453 | 577.751 | 575.325 | 649.839 | 538.373 | 422.729 | 390.74 | 308.909 | 244.578 | 0 | 0 | 44904 | 44904 | 5122 | 2020 | solar PV | TRUE
60863 | N | . | Cooperative Solar One | East Kentucky Power Coop, Inc | 5580 | KY | ESC | SERC |  | 22 | 1 | Electric Utility | PV | SUN | SUN | PJM | A |  | 0 | 0 | 0 | 0 | 0 | 0 | 0 | 0 | 0 | 0 | 0 | 0 | 0 | 0 | 0 | 0 | 0 | 0 | 0 | 0 | 0 | 0 | 0 | 0 | 0 | 0 | 0 | 0 | 0 | 0 | 0 | 0 | 0 | 0 | 0 | 0 | 6044 | 6912 | 8840 | 12427 | 13924 | 13062 | 12262 | 12141 | 9700 | 9414 | 7981 | 6973 | 6044 | 6912 | 8840 | 12427 | 13924 | 13062 | 12262 | 12141 | 9700 | 9414 | 7981 | 6973 | 689.354 | 788.358 | 1008.277 | 1417.472 | 1588.217 | 1489.902 | 1398.604 | 1384.813 | 1106.383 | 1073.852 | 910.362 | 795.406 | 0 | 0 | 119680 | 119680 | 13651 | 2020 | solar PV | TRUE
60864 | N | . | Kokomo Solar 1, LLC | Kokomo Solar 1, LLC | 60505 | IN | ENC | RFC |  | 22 | 2 | NAICS-22 Non-Cogen | PV | SUN | SUN | MISO | A |  | 0 | 0 | 0 | 0 | 0 | 0 | 0 | 0 | 0 | 0 | 0 | 0 | 0 | 0 | 0 | 0 | 0 | 0 | 0 | 0 | 0 | 0 | 0 | 0 | 0 | 0 | 0 | 0 | 0 | 0 | 0 | 0 | 0 | 0 | 0 | 0 | 2356 | 3499 | 5146 | 6317 | 7446 | 9155 | 8795 | 8268 | 6471 | 5112 | 3474 | 2527 | 2356 | 3499 | 5146 | 6317 | 7446 | 9155 | 8795 | 8268 | 6471 | 5112 | 3474 | 2527 | 268.778 | 399.148 | 587.009 | 720.486 | 849.339 | 1044.232 | 1003.21 | 943.115 | 738.083 | 583.086 | 396.312 | 288.202 | 0 | 0 | 68566 | 68566 | 7821 | 2020 | solar PV | TRUE
60865 | N | . | Equity Industrial Turbines | Equity Industrial Turbines | 60521 | MA | NEW | NPCC |  | 22 | 2 | NAICS-22 Non-Cogen | WT | WND | WND | ISNE | A |  | 0 | 0 | 0 | 0 | 0 | 0 | 0 | 0 | 0 | 0 | 0 | 0 | 0 | 0 | 0 | 0 | 0 | 0 | 0 | 0 | 0 | 0 | 0 | 0 | 0 | 0 | 0 | 0 | 0 | 0 | 0 | 0 | 0 | 0 | 0 | 0 | 5669 | 6041 | 7612 | 8746 | 7256 | 4004 | 4209 | 4736 | 5311 | 5650 | 9362 | 8598 | 5669 | 6041 | 7612 | 8746 | 7256 | 4004 | 4209 | 4736 | 5311 | 5650 | 9362 | 8598 | 646.614 | 689.091 | 868.244 | 997.612 | 827.706 | 456.662 | 480.143 | 540.175 | 605.744 | 644.455 | 1067.833 | 980.721 | 0 | 0 | 77194 | 77194 | 8805 | 2020 | onshore wind | TRUE
60866 | N | . | Bashaw Solar CSG 1, LLC | Bashaw Solar 1, LLC | 60484 | MA | NEW | NPCC |  | 22 | 2 | NAICS-22 Non-Cogen | PV | SUN | SUN | ISNE | A |  | 0 | 0 | 0 | 0 | 0 | 0 | 0 | 0 | 0 | 0 | 0 | 0 | 0 | 0 | 0 | 0 | 0 | 0 | 0 | 0 | 0 | 0 | 0 | 0 | 0 | 0 | 0 | 0 | 0 | 0 | 0 | 0 | 0 | 0 | 0 | 0 | 2028 | 2656 | 4042 | 3875 | 5464 | 5162 | 5083 | 4805 | 4172 | 3033 | 2169 | 1651 | 2028 | 2656 | 4042 | 3875 | 5464 | 5162 | 5083 | 4805 | 4172 | 3033 | 2169 | 1651 | 231.324 | 302.996 | 461.034 | 442.041 | 623.193 | 588.79 | 579.831 | 548.116 | 475.906 | 345.999 | 247.45 | 188.32 | 0 | 0 | 44140 | 44140 | 5035 | 2020 | solar PV | TRUE
60867 | N | . | Kearsarge Southwick LLC | Kearsarge Solar LLC | 59232 | MA | NEW | NPCC |  | 22 | 2 | NAICS-22 Non-Cogen | PV | SUN | SUN | ISNE | A |  | 0 | 0 | 0 | 0 | 0 | 0 | 0 | 0 | 0 | 0 | 0 | 0 | 0 | 0 | 0 | 0 | 0 | 0 | 0 | 0 | 0 | 0 | 0 | 0 | 0 | 0 | 0 | 0 | 0 | 0 | 0 | 0 | 0 | 0 | 0 | 0 | 2414 | 3162 | 4812 | 4614 | 6504 | 6145 | 6052 | 5721 | 4967 | 3611 | 2583 | 1965 | 2414 | 3162 | 4812 | 4614 | 6504 | 6145 | 6052 | 5721 | 4967 | 3611 | 2583 | 1965 | 275.382 | 360.707 | 548.846 | 526.235 | 741.891 | 700.935 | 690.27 | 652.514 | 566.55 | 411.901 | 294.581 | 224.188 | 0 | 0 | 52550 | 52550 | 5994 | 2020 | solar PV | TRUE
60868 | N | . | Timothy Lake Powerhouse | Portland General Electric Co | 15248 | OR | PACC | WECC |  | 22 | 1 | Electric Utility | HY | WAT | HYC | PGE | A |  | 0 | 0 | 0 | 0 | 0 | 0 | 0 | 0 | 0 | 0 | 0 | 0 | 0 | 0 | 0 | 0 | 0 | 0 | 0 | 0 | 0 | 0 | 0 | 0 | 0 | 0 | 0 | 0 | 0 | 0 | 0 | 0 | 0 | 0 | 0 | 0 | 0 | 0 | 0 | 0 | 0 | 0 | 0 | 0 | 0 | 0 | 0 | 0 | 0 | 0 | 0 | 0 | 0 | 0 | 0 | 0 | 0 | 0 | 0 | 0 | 0 | 0 | 0 | 0 | 0 | 0 | 0 | 0 | 0 | 0 | 0 | 0 | 0 | 0 | 0 | 0 | 0 | 2020 | hydro | TRUE
60869 | N | . | Solar Star California, XLIV, LLC | Goldman Sachs Renewable Power Group | 61944 | CA | PACC | WECC |  | 22 | 2 | NAICS-22 Non-Cogen | PV | SUN | SUN | CISO | A |  | 0 | 0 | 0 | 0 | 0 | 0 | 0 | 0 | 0 | 0 | 0 | 0 | 0 | 0 | 0 | 0 | 0 | 0 | 0 | 0 | 0 | 0 | 0 | 0 | 0 | 0 | 0 | 0 | 0 | 0 | 0 | 0 | 0 | 0 | 0 | 0 | 8749 | 11860 | 11606 | 14626 | 19142 | 19062 | 21531 | 17837 | 14006 | 12946 | 10235 | 8103 | 8749 | 11860 | 11606 | 14626 | 19142 | 19062 | 21531 | 17837 | 14006 | 12946 | 10235 | 8103 | 997.957 | 1352.78 | 1323.778 | 1668.332 | 2183.429 | 2174.26 | 2455.862 | 2034.614 | 1597.574 | 1476.681 | 1167.425 | 924.308 | 0 | 0 | 169703 | 169703 | 19357 | 2020 | solar PV | TRUE
60873 | N | . | Prairie Wind Farm | MidAmerican Energy Co | 12341 | IA | WNC | MRO |  | 22 | 1 | Electric Utility | WT | WND | WND | MISO | M |  | 0 | 0 | 0 | 0 | 0 | 0 | 0 | 0 | 0 | 0 | 0 | 0 | 0 | 0 | 0 | 0 | 0 | 0 | 0 | 0 | 0 | 0 | 0 | 0 | 0 | 0 | 0 | 0 | 0 | 0 | 0 | 0 | 0 | 0 | 0 | 0 | 358193 | 403668 | 380523 | 487980 | 361551 | 382899 | 213292 | 307687 | 395953 | 376350 | 524705 | 429706 | 358193 | 403668 | 380523 | 487980 | 361551 | 382899 | 213292 | 307687 | 395953 | 376350 | 524705 | 429706 | 40857 | 46044 | 43404 | 55661 | 41240 | 43675 | 24329 | 35096 | 45164 | 42928 | 59850 | 49014 | 0 | 0 | 4622507 | 4622507 | 527262 | 2020 | onshore wind | TRUE
60874 | N | . | GMP Solar - Hartford | Green Mountain Power Corp | 7601 | VT | NEW | NPCC |  | 22 | 1 | Electric Utility | PV | SUN | SUN | ISNE | M |  | . | 0 | 0 | 0 | 0 | 0 | 0 | 0 | 0 | 0 | 0 | 0 | . | 0 | 0 | 0 | 0 | 0 | 0 | 0 | 0 | 0 | 0 | 0 | . | 0 | 0 | 0 | 0 | 0 | 0 | 0 | 0 | 0 | 0 | 0 | . | 3384 | 6347 | 6698 | 9635 | 8425 | 8863 | 8057 | 7864 | 5085 | 3156 | 1622 | . | 3384 | 6347 | 6698 | 9635 | 8425 | 8863 | 8057 | 7864 | 5085 | 3156 | 1622 | . | 386 | 724 | 764 | 1099 | 961 | 1011 | 919 | 897 | 580 | 360 | 185 | 0 | 0 | 69136 | 69136 | 7886 | 2020 | solar PV | TRUE
60875 | N | . | GMP Solar - Williston | Green Mountain Power Corp | 7601 | VT | NEW | NPCC |  | 22 | 1 | Electric Utility | PV | SUN | SUN | ISNE | M |  | . | 0 | 0 | 0 | 0 | 0 | 0 | 0 | 0 | 0 | 0 | 0 | . | 0 | 0 | 0 | 0 | 0 | 0 | 0 | 0 | 0 | 0 | 0 | . | 0 | 0 | 0 | 0 | 0 | 0 | 0 | 0 | 0 | 0 | 0 | . | 2595 | 5725 | 6549 | 8749 | 8066 | 8767 | 7960 | 6812 | 4410 | 2393 | 1078 | . | 2595 | 5725 | 6549 | 8749 | 8066 | 8767 | 7960 | 6812 | 4410 | 2393 | 1078 | . | 296 | 653 | 747 | 998 | 920 | 1000 | 908 | 777 | 503 | 273 | 123 | 0 | 0 | 63104 | 63104 | 7198 | 2020 | solar PV | TRUE
60876 | N | . | Eastern Iowa Solar | Central Iowa Power Cooperative | 3258 | IA | WNC | MRO |  | 22 | 1 | Electric Utility | PV | SUN | SUN | MISO | A |  | 0 | 0 | 0 | 0 | 0 | 0 | 0 | 0 | 0 | 0 | 0 | 0 | 0 | 0 | 0 | 0 | 0 | 0 | 0 | 0 | 0 | 0 | 0 | 0 | 0 | 0 | 0 | 0 | 0 | 0 | 0 | 0 | 0 | 0 | 0 | 0 | 858 | 1805 | 2175 | 2851 | 2922 | 3232 | 3120 | 3098 | 2231 | 1675 | 1317 | 884 | 858 | 1805 | 2175 | 2851 | 2922 | 3232 | 3120 | 3098 | 2231 | 1675 | 1317 | 884 | 97.814 | 205.902 | 248.135 | 325.177 | 333.3 | 368.695 | 355.937 | 353.411 | 254.51 | 191.004 | 150.227 | 100.888 | 0 | 0 | 26168 | 26168 | 2985 | 2020 | solar PV | TRUE
60877 | N | . | GMP Solar - Williamstown | Green Mountain Power Corp | 7601 | VT | NEW | NPCC |  | 22 | 1 | Electric Utility | PV | SUN | SUN | ISNE | M |  | 0 | 0 | 0 | 0 | 0 | 0 | 0 | 0 | 0 | 0 | 0 | 0 | 0 | 0 | 0 | 0 | 0 | 0 | 0 | 0 | 0 | 0 | 0 | 0 | 0 | 0 | 0 | 0 | 0 | 0 | 0 | 0 | 0 | 0 | 0 | 0 | 1131 | 2306 | 6207 | 6575 | 8881 | 8381 | 8872 | 7706 | 6900 | 3840 | 2577 | 938 | 1131 | 2306 | 6207 | 6575 | 8881 | 8381 | 8872 | 7706 | 6900 | 3840 | 2577 | 938 | 129 | 263 | 708 | 750 | 1013 | 956 | 1012 | 879 | 787 | 438 | 294 | 107 | 0 | 0 | 64314 | 64314 | 7336 | 2020 | solar PV | TRUE
60878 | N | . | Sutton Solar CSG | Sutton Solar, LLC | 60529 | MA | NEW | NPCC |  | 22 | 2 | NAICS-22 Non-Cogen | PV | SUN | SUN | ISNE | A |  | 0 | 0 | 0 | 0 | 0 | 0 | 0 | 0 | 0 | 0 | 0 | 0 | 0 | 0 | 0 | 0 | 0 | 0 | 0 | 0 | 0 | 0 | 0 | 0 | 0 | 0 | 0 | 0 | 0 | 0 | 0 | 0 | 0 | 0 | 0 | 0 | 1308 | 1713 | 2607 | 2499 | 3523 | 3329 | 3278 | 3099 | 2691 | 1956 | 1399 | 1065 | 1308 | 1713 | 2607 | 2499 | 3523 | 3329 | 3278 | 3099 | 2691 | 1956 | 1399 | 1065 | 149.177 | 195.398 | 297.314 | 285.066 | 401.888 | 379.703 | 373.925 | 353.472 | 306.905 | 223.13 | 159.577 | 121.445 | 0 | 0 | 28467 | 28467 | 3247 | 2020 | solar PV | TRUE
60879 | N | . | Nexamp Peak CSG | Nexamp Peak, LLC | 60530 | MA | NEW | NPCC |  | 22 | 2 | NAICS-22 Non-Cogen | PV | SUN | SUN | ISNE | A |  | 0 | 0 | 0 | 0 | 0 | 0 | 0 | 0 | 0 | 0 | 0 | 0 | 0 | 0 | 0 | 0 | 0 | 0 | 0 | 0 | 0 | 0 | 0 | 0 | 0 | 0 | 0 | 0 | 0 | 0 | 0 | 0 | 0 | 0 | 0 | 0 | 961 | 1258 | 1915 | 1836 | 2588 | 2445 | 2408 | 2276 | 1976 | 1437 | 1028 | 782 | 961 | 1258 | 1915 | 1836 | 2588 | 2445 | 2408 | 2276 | 1976 | 1437 | 1028 | 782 | 109.574 | 143.524 | 218.385 | 209.388 | 295.197 | 278.901 | 274.657 | 259.634 | 225.429 | 163.894 | 117.213 | 89.204 | 0 | 0 | 20910 | 20910 | 2385 | 2020 | solar PV | TRUE
60880 | N | . | Stafford MS Ground Mount Community Solar | Town of Stafford, CT | 60911 | CT | NEW | NPCC |  | 22 | 2 | NAICS-22 Non-Cogen | PV | SUN | SUN | ISNE | A |  | 0 | 0 | 0 | 0 | 0 | 0 | 0 | 0 | 0 | 0 | 0 | 0 | 0 | 0 | 0 | 0 | 0 | 0 | 0 | 0 | 0 | 0 | 0 | 0 | 0 | 0 | 0 | 0 | 0 | 0 | 0 | 0 | 0 | 0 | 0 | 0 | 1524 | 1791 | 2554 | 2404 | 3371 | 3206 | 3182 | 2923 | 2672 | 1900 | 1594 | 1109 | 1524 | 1791 | 2554 | 2404 | 3371 | 3206 | 3182 | 2923 | 2672 | 1900 | 1594 | 1109 | 173.799 | 204.316 | 291.348 | 274.158 | 384.503 | 365.704 | 362.895 | 333.46 | 304.769 | 216.728 | 181.819 | 126.501 | 0 | 0 | 28230 | 28230 | 3220 | 2020 | solar PV | TRUE
60881 | N | . | Bernhardt Furniture Solar Farm | Bernhardt Furniture Company | 60532 | NC | SAT | SERC |  | 22 | 2 | NAICS-22 Non-Cogen | PV | SUN | SUN | DUK | A |  | 0 | 0 | 0 | 0 | 0 | 0 | 0 | 0 | 0 | 0 | 0 | 0 | 0 | 0 | 0 | 0 | 0 | 0 | 0 | 0 | 0 | 0 | 0 | 0 | 0 | 0 | 0 | 0 | 0 | 0 | 0 | 0 | 0 | 0 | 0 | 0 | 756 | 777 | 993 | 1349 | 1350 | 1314 | 1470 | 1180 | 999 | 1013 | 847 | 716 | 756 | 777 | 993 | 1349 | 1350 | 1314 | 1470 | 1180 | 999 | 1013 | 847 | 716 | 86.2 | 88.588 | 113.313 | 153.908 | 154.031 | 149.853 | 167.621 | 134.593 | 113.989 | 115.565 | 96.654 | 81.685 | 0 | 0 | 12764 | 12764 | 1456 | 2020 | solar PV | TRUE
60882 | N | . | Carl Friedrich Gauss Solar | Heelstone Energy Holdings, LLC | 59462 | NC | SAT | SERC |  | 22 | 2 | NAICS-22 Non-Cogen | PV | SUN | SUN | PJM | A |  | 0 | 0 | 0 | 0 | 0 | 0 | 0 | 0 | 0 | 0 | 0 | 0 | 0 | 0 | 0 | 0 | 0 | 0 | 0 | 0 | 0 | 0 | 0 | 0 | 0 | 0 | 0 | 0 | 0 | 0 | 0 | 0 | 0 | 0 | 0 | 0 | 2383 | 2449 | 3132 | 4255 | 4258 | 4142 | 4634 | 3721 | 3151 | 3195 | 2672 | 2258 | 2383 | 2449 | 3132 | 4255 | 4258 | 4142 | 4634 | 3721 | 3151 | 3195 | 2672 | 2258 | 271.802 | 279.332 | 357.293 | 485.297 | 485.683 | 472.509 | 528.537 | 424.393 | 359.426 | 364.396 | 304.767 | 257.565 | 0 | 0 | 40250 | 40250 | 4591 | 2020 | solar PV | TRUE
60883 | N | . | Deerfield Wind Energy, LLC | Deerfield Wind Energy, LLC | 60537 | MI | ENC | RFC |  | 22 | 2 | NAICS-22 Non-Cogen | WT | WND | WND | MISO | M |  | 0 | 0 | 0 | 0 | 0 | 0 | 0 | 0 | 0 | 0 | 0 | 0 | 0 | 0 | 0 | 0 | 0 | 0 | 0 | 0 | 0 | 0 | 0 | 0 | 0 | 0 | 0 | 0 | 0 | 0 | 0 | 0 | 0 | 0 | 0 | 0 | 470884 | 544711 | 445907 | 394866 | 337731 | 246765 | 197810 | 214835 | 366496 | 434177 | 574808 | 521216 | 470884 | 544711 | 445907 | 394866 | 337731 | 246765 | 197810 | 214835 | 366496 | 434177 | 574808 | 521216 | 53711 | 62132 | 50862 | 45040 | 38523 | 28147 | 22563 | 24505 | 41804 | 49524 | 65565 | 59452 | 0 | 0 | 4750206 | 4750206 | 541828 | 2020 | onshore wind | TRUE
60885 | N | . | Boulder Solar II, LLC | AEP Renewables | 60639 | NV | MTN | WECC |  | 22 | 2 | NAICS-22 Non-Cogen | PV | SUN | SUN | NEVP | M |  | 0 | 0 | 0 | 0 | 0 | 0 | 0 | 0 | 0 | 0 | 0 | 0 | 0 | 0 | 0 | 0 | 0 | 0 | 0 | 0 | 0 | 0 | 0 | 0 | 0 | 0 | 0 | 0 | 0 | 0 | 0 | 0 | 0 | 0 | 0 | 0 | 65156 | 81638 | 92413 | 113068 | 141166 | 136502 | 139544 | 120739 | 102311 | 91212 | 65884 | 49192 | 65156 | 81638 | 92413 | 113068 | 141166 | 136502 | 139544 | 120739 | 102311 | 91212 | 65884 | 49192 | 7432 | 9312 | 10541 | 12897 | 16102 | 15570 | 15917 | 13772 | 11670 | 10404 | 7515 | 5611 | 0 | 0 | 1198825 | 1198825 | 136743 | 2020 | solar PV | TRUE
60886 | N | . | Pavant Solar III | AEP Renewables | 60639 | UT | MTN | WECC |  | 22 | 2 | NAICS-22 Non-Cogen | PV | SUN | SUN | PACE | A |  | 0 | 0 | 0 | 0 | 0 | 0 | 0 | 0 | 0 | 0 | 0 | 0 | 0 | 0 | 0 | 0 | 0 | 0 | 0 | 0 | 0 | 0 | 0 | 0 | 0 | 0 | 0 | 0 | 0 | 0 | 0 | 0 | 0 | 0 | 0 | 0 | 21834 | 30195 | 33330 | 41827 | 45180 | 49528 | 51020 | 48431 | 41124 | 35583 | 21224 | 18731 | 21834 | 30195 | 33330 | 41827 | 45180 | 49528 | 51020 | 48431 | 41124 | 35583 | 21224 | 18731 | 2490.464 | 3444.147 | 3801.723 | 4770.993 | 5153.47 | 5649.346 | 5819.599 | 5524.291 | 4690.823 | 4058.755 | 2420.858 | 2136.531 | 0 | 0 | 438007 | 438007 | 49961 | 2020 | solar PV | TRUE
60887 | N | . | Sauk DPC Solar | SoCore Energy LLC | 60520 | WI | ENC | MRO |  | 22 | 2 | NAICS-22 Non-Cogen | PV | SUN | SUN | MISO | A |  | 0 | 0 | 0 | 0 | 0 | 0 | 0 | 0 | 0 | 0 | 0 | 0 | 0 | 0 | 0 | 0 | 0 | 0 | 0 | 0 | 0 | 0 | 0 | 0 | 0 | 0 | 0 | 0 | 0 | 0 | 0 | 0 | 0 | 0 | 0 | 0 | 366 | 1034 | 1111 | 1574 | 1791 | 1641 | 2022 | 1761 | 1180 | 910 | 612 | 410 | 366 | 1034 | 1111 | 1574 | 1791 | 1641 | 2022 | 1761 | 1180 | 910 | 612 | 410 | 41.774 | 117.949 | 126.727 | 179.549 | 204.236 | 187.151 | 230.647 | 200.866 | 134.642 | 103.842 | 69.829 | 46.788 | 0 | 0 | 14412 | 14412 | 1644 | 2020 | solar PV | TRUE
60888 | N | . | Lafayette DPC Solar | SoCore Energy LLC | 60520 | WI | ENC | MRO |  | 22 | 2 | NAICS-22 Non-Cogen | PV | SUN | SUN | MISO | A |  | 0 | 0 | 0 | 0 | 0 | 0 | 0 | 0 | 0 | 0 | 0 | 0 | 0 | 0 | 0 | 0 | 0 | 0 | 0 | 0 | 0 | 0 | 0 | 0 | 0 | 0 | 0 | 0 | 0 | 0 | 0 | 0 | 0 | 0 | 0 | 0 | 383 | 1081 | 1162 | 1646 | 1872 | 1716 | 2114 | 1841 | 1234 | 952 | 640 | 429 | 383 | 1081 | 1162 | 1646 | 1872 | 1716 | 2114 | 1841 | 1234 | 952 | 640 | 429 | 43.677 | 123.33 | 132.508 | 187.74 | 213.554 | 195.689 | 241.17 | 210.03 | 140.785 | 108.58 | 73.015 | 48.922 | 0 | 0 | 15070 | 15070 | 1719 | 2020 | solar PV | TRUE
60889 | N | . | Conrath DPC Solar | SoCore Energy LLC | 60520 | WI | ENC | MRO |  | 22 | 2 | NAICS-22 Non-Cogen | PV | SUN | SUN | MISO | A |  | 0 | 0 | 0 | 0 | 0 | 0 | 0 | 0 | 0 | 0 | 0 | 0 | 0 | 0 | 0 | 0 | 0 | 0 | 0 | 0 | 0 | 0 | 0 | 0 | 0 | 0 | 0 | 0 | 0 | 0 | 0 | 0 | 0 | 0 | 0 | 0 | 363 | 1026 | 1102 | 1562 | 1776 | 1628 | 2006 | 1747 | 1171 | 903 | 607 | 407 | 363 | 1026 | 1102 | 1562 | 1776 | 1628 | 2006 | 1747 | 1171 | 903 | 607 | 407 | 41.442 | 117.016 | 125.725 | 178.129 | 202.621 | 185.671 | 228.824 | 199.278 | 133.578 | 103.021 | 69.277 | 46.418 | 0 | 0 | 14298 | 14298 | 1631 | 2020 | solar PV | TRUE
60890 | N | . | Warren DPC Solar | SoCore Energy LLC | 60520 | WI | ENC | MRO |  | 22 | 2 | NAICS-22 Non-Cogen | PV | SUN | SUN | MISO | M |  | 0 | 0 | 0 | 0 | 0 | 0 | 0 | 0 | 0 | 0 | 0 | 0 | 0 | 0 | 0 | 0 | 0 | 0 | 0 | 0 | 0 | 0 | 0 | 0 | 0 | 0 | 0 | 0 | 0 | 0 | 0 | 0 | 0 | 0 | 0 | 0 | 1052 | 2779 | 2937 | 3787 | 4296 | 4752 | 4515 | 4164 | 2814 | 2174 | 1333 | 999 | 1052 | 2779 | 2937 | 3787 | 4296 | 4752 | 4515 | 4164 | 2814 | 2174 | 1333 | 999 | 120 | 317 | 335 | 432 | 490 | 542 | 515 | 475 | 321 | 248 | 152 | 114 | 0 | 0 | 35602 | 35602 | 4061 | 2020 | solar PV | TRUE
60891 | N | . | Liberty Pole DPC Solar | SoCore Energy LLC | 60520 | WI | ENC | MRO |  | 22 | 2 | NAICS-22 Non-Cogen | PV | SUN | SUN | MISO | M |  | 0 | 0 | 0 | 0 | 0 | 0 | 0 | 0 | 0 | 0 | 0 | 0 | 0 | 0 | 0 | 0 | 0 | 0 | 0 | 0 | 0 | 0 | 0 | 0 | 0 | 0 | 0 | 0 | 0 | 0 | 0 | 0 | 0 | 0 | 0 | 0 | 508 | 1447 | 1403 | 2043 | 2428 | 2762 | 2271 | 2542 | 1578 | 1315 | 912 | 561 | 508 | 1447 | 1403 | 2043 | 2428 | 2762 | 2271 | 2542 | 1578 | 1315 | 912 | 561 | 58 | 165 | 160 | 233 | 277 | 315 | 259 | 290 | 180 | 150 | 104 | 64 | 0 | 0 | 19770 | 19770 | 2255 | 2020 | solar PV | TRUE
60892 | N | . | Downsville DPC Solar | SoCore Energy LLC | 60520 | WI | ENC | MRO |  | 22 | 2 | NAICS-22 Non-Cogen | PV | SUN | SUN | MISO | M |  | 0 | 0 | 0 | 0 | 0 | 0 | 0 | 0 | 0 | 0 | 0 | 0 | 0 | 0 | 0 | 0 | 0 | 0 | 0 | 0 | 0 | 0 | 0 | 0 | 0 | 0 | 0 | 0 | 0 | 0 | 0 | 0 | 0 | 0 | 0 | 0 | 473 | 1350 | 1429 | 1867 | 2122 | 2385 | 2139 | 1964 | 1306 | 1061 | 684 | 465 | 473 | 1350 | 1429 | 1867 | 2122 | 2385 | 2139 | 1964 | 1306 | 1061 | 684 | 465 | 54 | 154 | 163 | 213 | 242 | 272 | 244 | 224 | 149 | 121 | 78 | 53 | 0 | 0 | 17245 | 17245 | 1967 | 2020 | solar PV | TRUE
60893 | N | . | Mt. Hope DPC Solar | SoCore Energy LLC | 60520 | WI | ENC | MRO |  | 22 | 2 | NAICS-22 Non-Cogen | PV | SUN | SUN | MISO | M |  | 0 | 0 | 0 | 0 | 0 | 0 | 0 | 0 | 0 | 0 | 0 | 0 | 0 | 0 | 0 | 0 | 0 | 0 | 0 | 0 | 0 | 0 | 0 | 0 | 0 | 0 | 0 | 0 | 0 | 0 | 0 | 0 | 0 | 0 | 0 | 0 | 473 | 1105 | 1333 | 1806 | 1438 | 2586 | 2464 | 2139 | 1482 | 1280 | 921 | 649 | 473 | 1105 | 1333 | 1806 | 1438 | 2586 | 2464 | 2139 | 1482 | 1280 | 921 | 649 | 54 | 126 | 152 | 206 | 164 | 295 | 281 | 244 | 169 | 146 | 105 | 74 | 0 | 0 | 17676 | 17676 | 2016 | 2020 | solar PV | TRUE
60894 | N | . | Medford DPC Solar | SoCore Energy LLC | 60520 | WI | ENC | MRO |  | 22 | 2 | NAICS-22 Non-Cogen | PV | SUN | SUN | MISO | M |  | 0 | 0 | 0 | 0 | 0 | 0 | 0 | 0 | 0 | 0 | 0 | 0 | 0 | 0 | 0 | 0 | 0 | 0 | 0 | 0 | 0 | 0 | 0 | 0 | 0 | 0 | 0 | 0 | 0 | 0 | 0 | 0 | 0 | 0 | 0 | 0 | 491 | 1561 | 2490 | 3112 | 3963 | 4147 | 3840 | 3489 | 2297 | 1666 | 1096 | 736 | 491 | 1561 | 2490 | 3112 | 3963 | 4147 | 3840 | 3489 | 2297 | 1666 | 1096 | 736 | 56 | 178 | 284 | 355 | 452 | 473 | 438 | 398 | 262 | 190 | 125 | 84 | 0 | 0 | 28888 | 28888 | 3295 | 2020 | solar PV | TRUE
60895 | N | . | Whistling Winds DPC Solar | SoCore Energy LLC | 60520 | WI | ENC | MRO |  | 22 | 2 | NAICS-22 Non-Cogen | PV | SUN | SUN | MISO | M |  | 0 | 0 | 0 | 0 | 0 | 0 | 0 | 0 | 0 | 0 | 0 | 0 | 0 | 0 | 0 | 0 | 0 | 0 | 0 | 0 | 0 | 0 | 0 | 0 | 0 | 0 | 0 | 0 | 0 | 0 | 0 | 0 | 0 | 0 | 0 | 0 | 631 | 1771 | 1999 | 2648 | 3209 | 3849 | 3384 | 3270 | 2034 | 1561 | 1236 | 719 | 631 | 1771 | 1999 | 2648 | 3209 | 3849 | 3384 | 3270 | 2034 | 1561 | 1236 | 719 | 72 | 202 | 228 | 302 | 366 | 439 | 386 | 373 | 232 | 178 | 141 | 82 | 0 | 0 | 26311 | 26311 | 3001 | 2020 | solar PV | TRUE
60901 | N | . | Willow Springs Wind Farm | Willow Springs Windfarm, LLC | 60542 | TX | WSC | TRE |  | 22 | 2 | NAICS-22 Non-Cogen | WT | WND | WND | ERCO | M |  | 0 | 0 | 0 | 0 | 0 | 0 | 0 | 0 | 0 | 0 | 0 | 0 | 0 | 0 | 0 | 0 | 0 | 0 | 0 | 0 | 0 | 0 | 0 | 0 | 0 | 0 | 0 | 0 | 0 | 0 | 0 | 0 | 0 | 0 | 0 | 0 | 754172 | 734648 | 661610 | 740671 | 722971 | 829332 | 623386 | 583014 | 441892 | 745107 | 758933 | 769041 | 754172 | 734648 | 661610 | 740671 | 722971 | 829332 | 623386 | 583014 | 441892 | 745107 | 758933 | 769041 | 86024 | 83797 | 75466 | 84484 | 82465 | 94597 | 71106 | 66501 | 50404 | 84990 | 86567 | 87720 | 0 | 0 | 8364777 | 8364777 | 954121 | 2020 | onshore wind | TRUE
60902 | N | . | Dermott Wind | Dermott Wind, LLC | 60543 | TX | WSC | TRE |  | 22 | 2 | NAICS-22 Non-Cogen | WT | WND | WND | ERCO | M |  | 0 | 0 | 0 | 0 | 0 | 0 | 0 | 0 | 0 | 0 | 0 | 0 | 0 | 0 | 0 | 0 | 0 | 0 | 0 | 0 | 0 | 0 | 0 | 0 | 0 | 0 | 0 | 0 | 0 | 0 | 0 | 0 | 0 | 0 | 0 | 0 | 760862 | 739575 | 706129 | 569338 | 490040 | 832348 | 652940 | 612664 | 452474 | 833628 | 781911 | 765499 | 760862 | 739575 | 706129 | 569338 | 490040 | 832348 | 652940 | 612664 | 452474 | 833628 | 781911 | 765499 | 86787 | 84359 | 80544 | 64941 | 55896 | 94941 | 74477 | 69883 | 51611 | 95087 | 89188 | 87316 | 0 | 0 | 8197408 | 8197408 | 935030 | 2020 | onshore wind | TRUE
60903 | N | . | Salem Harbor Station NGCC | Footprint Salem Harbor Development LP | 59928 | MA | NEW | NPCC |  | 22 | 2 | NAICS-22 Non-Cogen | CA | NG | NG | ISNE | M | mcf | 1558 | 997 | 0 | 0 | 0 | 3263 | 27244 | 15240 | 0 | 0 | 0 | 2309 | 1558 | 997 | 0 | 0 | 0 | 3263 | 27244 | 15240 | 0 | 0 | 0 | 2309 | 1.049 | 1.05 | 0 | 0 | 0 | 1.041 | 1.032 | 1.037 | 0 | 0 | 0 | 1.046 | 1634 | 1047 | 0 | 0 | 0 | 3397 | 28116 | 15804 | 0 | 0 | 0 | 2415 | 1634 | 1047 | 0 | 0 | 0 | 3397 | 28116 | 15804 | 0 | 0 | 0 | 2415 | 50907 | 56768 | 565 | 0 | 0 | 3389 | 79592 | 68499 | 0 | 0 | 348 | 62231 | 50611 | 50611 | 52413 | 52413 | 322299 | 2020 | natural gas nonpeaker - preexisting nonretiring | TRUE
60903 | N | . | Salem Harbor Station NGCC | Footprint Salem Harbor Development LP | 59928 | MA | NEW | NPCC |  | 22 | 2 | NAICS-22 Non-Cogen | CT | NG | NG | ISNE | M | mcf | 1055042 | 1113003 | 10386 | 0 | 0 | 75551 | 1494800 | 1272550 | 0 | 0 | 8550 | 1262491 | 1055042 | 1113003 | 10386 | 0 | 0 | 75551 | 1494800 | 1272550 | 0 | 0 | 8550 | 1262491 | 1.049 | 1.05 | 1.046 | 0 | 0 | 1.041 | 1.032 | 1.037 | 0 | 0 | 1.036 | 1.046 | 1106739 | 1168653 | 10864 | 0 | 0 | 78649 | 1542634 | 1319634 | 0 | 0 | 8858 | 1320566 | 1106739 | 1168653 | 10864 | 0 | 0 | 78649 | 1542634 | 1319634 | 0 | 0 | 8858 | 1320566 | 75292 | 89846 | 696 | 0 | 0 | 6388 | 126399 | 107010 | 0 | 0 | 944 | 104618 | 6292373 | 6292373 | 6556597 | 6556597 | 511193 | 2020 | natural gas nonpeaker - preexisting nonretiring | TRUE
60904 | N | . | Time Warner Cable - Knowles | Tesla Inc. | 60947 | NY | MAT | NPCC |  | 22 | 2 | NAICS-22 Non-Cogen | PV | SUN | SUN | NYIS | A |  | 0 | 0 | 0 | 0 | 0 | 0 | 0 | 0 | 0 | 0 | 0 | 0 | 0 | 0 | 0 | 0 | 0 | 0 | 0 | 0 | 0 | 0 | 0 | 0 | 0 | 0 | 0 | 0 | 0 | 0 | 0 | 0 | 0 | 0 | 0 | 0 | 1422 | 1588 | 2296 | 2303 | 3024 | 3040 | 2891 | 2455 | 2414 | 1714 | 1578 | 1068 | 1422 | 1588 | 2296 | 2303 | 3024 | 3040 | 2891 | 2455 | 2414 | 1714 | 1578 | 1068 | 162.252 | 181.15 | 261.927 | 262.643 | 344.901 | 346.724 | 329.764 | 279.993 | 275.354 | 195.489 | 180.027 | 121.776 | 0 | 0 | 25793 | 25793 | 2942 | 2020 | solar PV | TRUE
60905 | N | . | Oliver Wind III, LLC | Oliver Wind III, LLC | 60562 | ND | WNC | MRO |  | 22 | 2 | NAICS-22 Non-Cogen | WT | WND | WND | MISO | M |  | 0 | 0 | 0 | 0 | 0 | 0 | 0 | 0 | 0 | 0 | 0 | 0 | 0 | 0 | 0 | 0 | 0 | 0 | 0 | 0 | 0 | 0 | 0 | 0 | 0 | 0 | 0 | 0 | 0 | 0 | 0 | 0 | 0 | 0 | 0 | 0 | 339169 | 320022 | 350031 | 364734 | 335916 | 309370 | 231054 | 254795 | 361902 | 391604 | 402782 | 346375 | 339169 | 320022 | 350031 | 364734 | 335916 | 309370 | 231054 | 254795 | 361902 | 391604 | 402782 | 346375 | 38687 | 36503 | 39926 | 41603 | 38316 | 35288 | 26355 | 29063 | 41280 | 44668 | 45943 | 39509 | 0 | 0 | 4007754 | 4007754 | 457141 | 2020 | onshore wind | TRUE
60906 | N | . | Mt. Tom Solar Project Hybrid | Mt. Tom Solar, LLC | 60471 | MA | NEW | NPCC |  | 22 | 2 | NAICS-22 Non-Cogen | BA | MWH | OTH | ISNE | A | megawatthours | 48 | 41 | 46 | 45 | 46 | 34 | 44 | 46 | 46 | 47 | 46 | 46 | 48 | 41 | 46 | 45 | 46 | 34 | 44 | 46 | 46 | 47 | 46 | 46 | 0 | 0 | 0 | 0 | 0 | 0 | 0 | 0 | 0 | 0 | 0 | 0 | 0 | 0 | 0 | 0 | 0 | 0 | 0 | 0 | 0 | 0 | 0 | 0 | 0 | 0 | 0 | 0 | 0 | 0 | 0 | 0 | 0 | 0 | 0 | 0 | -22.645 | -19.272 | -21.384 | -20.937 | -21.581 | -15.853 | -20.719 | -21.721 | -21.455 | -22.107 | -21.595 | -21.731 | 535 | 535 | 0 | 0 | -251 | 2020 | other | TRUE
60906 | N | . | Mt. Tom Solar Project Hybrid | Mt. Tom Solar, LLC | 60471 | MA | NEW | NPCC |  | 22 | 2 | NAICS-22 Non-Cogen | PV | SUN | SUN | ISNE | A |  | 0 | 0 | 0 | 0 | 0 | 0 | 0 | 0 | 0 | 0 | 0 | 0 | 0 | 0 | 0 | 0 | 0 | 0 | 0 | 0 | 0 | 0 | 0 | 0 | 0 | 0 | 0 | 0 | 0 | 0 | 0 | 0 | 0 | 0 | 0 | 0 | 2795 | 3661 | 5570 | 5341 | 7530 | 7114 | 7006 | 6622 | 5750 | 4180 | 2990 | 2275 | 2795 | 3661 | 5570 | 5341 | 7530 | 7114 | 7006 | 6622 | 5750 | 4180 | 2990 | 2275 | 318.8 | 417.575 | 635.375 | 609.2 | 858.856 | 811.443 | 799.096 | 755.388 | 655.871 | 476.84 | 341.023 | 259.533 | 0 | 0 | 60834 | 60834 | 6939 | 2020 | solar PV | TRUE
60908 | N | . | Northampton Landfill Solar PV | Ameresco Glendale Road Solar PV LLC | 60541 | MA | NEW | NPCC |  | 22 | 2 | NAICS-22 Non-Cogen | PV | SUN | SUN | ISNE | A |  | 0 | 0 | 0 | 0 | 0 | 0 | 0 | 0 | 0 | 0 | 0 | 0 | 0 | 0 | 0 | 0 | 0 | 0 | 0 | 0 | 0 | 0 | 0 | 0 | 0 | 0 | 0 | 0 | 0 | 0 | 0 | 0 | 0 | 0 | 0 | 0 | 1514 | 1984 | 3018 | 2894 | 4080 | 3855 | 3796 | 3588 | 3116 | 2265 | 1620 | 1233 | 1514 | 1984 | 3018 | 2894 | 4080 | 3855 | 3796 | 3588 | 3116 | 2265 | 1620 | 1233 | 172.744 | 226.269 | 344.288 | 330.104 | 465.384 | 439.693 | 433.002 | 409.318 | 355.394 | 258.383 | 184.789 | 140.632 | 0 | 0 | 32963 | 32963 | 3760 | 2020 | solar PV | TRUE
60909 | N | . | Hartford Landfill Solar EGF | Materials Innovation Recycling Authority | 60166 | CT | NEW | NPCC |  | 22 | 2 | NAICS-22 Non-Cogen | PV | SUN | SUN | ISNE | A |  | 0 | 0 | 0 | 0 | 0 | 0 | 0 | 0 | 0 | 0 | 0 | 0 | 0 | 0 | 0 | 0 | 0 | 0 | 0 | 0 | 0 | 0 | 0 | 0 | 0 | 0 | 0 | 0 | 0 | 0 | 0 | 0 | 0 | 0 | 0 | 0 | 739 | 869 | 1239 | 1166 | 1635 | 1555 | 1543 | 1418 | 1296 | 922 | 773 | 538 | 739 | 869 | 1239 | 1166 | 1635 | 1555 | 1543 | 1418 | 1296 | 922 | 773 | 538 | 84.31 | 99.112 | 141.331 | 132.992 | 186.52 | 177.4 | 176.038 | 161.759 | 147.841 | 105.133 | 88.199 | 61.365 | 0 | 0 | 13693 | 13693 | 1562 | 2020 | solar PV | TRUE
60911 | N | . | Green Energy Machine | Green Energy Machine, LLC | 60567 | IA | WNC | MRO |  | 22 | 2 | NAICS-22 Non-Cogen | WT | WND | WND | MISO | A |  | 0 | 0 | 0 | 0 | 0 | 0 | 0 | 0 | 0 | 0 | 0 | 0 | 0 | 0 | 0 | 0 | 0 | 0 | 0 | 0 | 0 | 0 | 0 | 0 | 0 | 0 | 0 | 0 | 0 | 0 | 0 | 0 | 0 | 0 | 0 | 0 | 3685 | 4446 | 4437 | 4415 | 3905 | 4581 | 2510 | 3391 | 4369 | 4879 | 5582 | 4307 | 3685 | 4446 | 4437 | 4415 | 3905 | 4581 | 2510 | 3391 | 4369 | 4879 | 5582 | 4307 | 420.34 | 507.111 | 506.054 | 503.62 | 445.463 | 522.528 | 286.248 | 386.846 | 498.341 | 556.483 | 636.715 | 491.251 | 0 | 0 | 50507 | 50507 | 5761 | 2020 | onshore wind | TRUE
60912 | N | . | Cold River Road Solar | AEP Onsite Partners, LLC | 60571 | VT | NEW | NPCC |  | 22 | 2 | NAICS-22 Non-Cogen | PV | SUN | SUN | ISNE | A |  | 0 | 0 | 0 | 0 | 0 | 0 | 0 | 0 | 0 | 0 | 0 | 0 | 0 | 0 | 0 | 0 | 0 | 0 | 0 | 0 | 0 | 0 | 0 | 0 | 0 | 0 | 0 | 0 | 0 | 0 | 0 | 0 | 0 | 0 | 0 | 0 | 577 | 1027 | 2798 | 3175 | 4434 | 4109 | 4234 | 3741 | 2954 | 2068 | 1239 | 512 | 577 | 1027 | 2798 | 3175 | 4434 | 4109 | 4234 | 3741 | 2954 | 2068 | 1239 | 512 | 65.802 | 117.178 | 319.205 | 362.201 | 505.721 | 468.658 | 482.917 | 426.75 | 337.002 | 235.934 | 141.288 | 58.344 | 0 | 0 | 30868 | 30868 | 3521 | 2020 | solar PV | TRUE
60913 | N | . | Ohio Northern University Solar Site | AEP Onsite Partners, LLC | 60571 | OH | ENC | RFC |  | 22 | 2 | NAICS-22 Non-Cogen | PV | SUN | SUN | PJM | M |  | 0 | 0 | 0 | 0 | 0 | 0 | 0 | 0 | 0 | 0 | 0 | 0 | 0 | 0 | 0 | 0 | 0 | 0 | 0 | 0 | 0 | 0 | 0 | 0 | 0 | 0 | 0 | 0 | 0 | 0 | 0 | 0 | 0 | 0 | 0 | 0 | 1035 | 2087 | 2148 | 3630 | 4147 | 5865 | 5462 | 5120 | 3787 | 2350 | 1999 | 1087 | 1035 | 2087 | 2148 | 3630 | 4147 | 5865 | 5462 | 5120 | 3787 | 2350 | 1999 | 1087 | 118 | 238 | 245 | 414 | 473 | 669 | 623 | 584 | 432 | 268 | 228 | 124 | 0 | 0 | 38717 | 38717 | 4416 | 2020 | solar PV | TRUE
60914 | N | . | Westmont 300B | Westmont Solar, LLC | 60991 | CA | PACC | WECC |  | 22 | 2 | NAICS-22 Non-Cogen | PV | SUN | SUN | LDWP | A |  | 0 | 0 | 0 | 0 | 0 | 0 | 0 | 0 | 0 | 0 | 0 | 0 | 0 | 0 | 0 | 0 | 0 | 0 | 0 | 0 | 0 | 0 | 0 | 0 | 0 | 0 | 0 | 0 | 0 | 0 | 0 | 0 | 0 | 0 | 0 | 0 | 2587 | 3507 | 3432 | 4325 | 5660 | 5637 | 6367 | 5275 | 4142 | 3828 | 3027 | 2396 | 2587 | 3507 | 3432 | 4325 | 5660 | 5637 | 6367 | 5275 | 4142 | 3828 | 3027 | 2396 | 295.101 | 400.027 | 391.45 | 493.338 | 645.655 | 642.944 | 726.216 | 601.65 | 472.414 | 436.665 | 345.216 | 273.324 | 0 | 0 | 50183 | 50183 | 5724 | 2020 | solar PV | TRUE
60915 | N | . | Correctional Solar LLC | Dominion Renewable Energy | 58468 | VA | SAT | SERC |  | 22 | 2 | NAICS-22 Non-Cogen | PV | SUN | SUN | PJM | A |  | 0 | 0 | 0 | 0 | 0 | 0 | 0 | 0 | 0 | 0 | 0 | 0 | 0 | 0 | 0 | 0 | 0 | 0 | 0 | 0 | 0 | 0 | 0 | 0 | 0 | 0 | 0 | 0 | 0 | 0 | 0 | 0 | 0 | 0 | 0 | 0 | 12773 | 13701 | 18985 | 24381 | 25571 | 28327 | 31225 | 21944 | 18144 | 17449 | 13903 | 10878 | 12773 | 13701 | 18985 | 24381 | 25571 | 28327 | 31225 | 21944 | 18144 | 17449 | 13903 | 10878 | 1456.939 | 1562.753 | 2165.5 | 2780.948 | 2916.69 | 3231.132 | 3561.657 | 2502.999 | 2069.544 | 1990.261 | 1585.797 | 1240.78 | 0 | 0 | 237281 | 237281 | 27065 | 2020 | solar PV | TRUE
60916 | N | . | Sappony Solar LLC | Dominion Renewable Energy | 58468 | VA | SAT | SERC |  | 22 | 2 | NAICS-22 Non-Cogen | PV | SUN | SUN | PJM | A |  | 0 | 0 | 0 | 0 | 0 | 0 | 0 | 0 | 0 | 0 | 0 | 0 | 0 | 0 | 0 | 0 | 0 | 0 | 0 | 0 | 0 | 0 | 0 | 0 | 0 | 0 | 0 | 0 | 0 | 0 | 0 | 0 | 0 | 0 | 0 | 0 | 18920 | 20294 | 28121 | 36114 | 37876 | 41960 | 46252 | 32504 | 26875 | 25846 | 20593 | 16113 | 18920 | 20294 | 28121 | 36114 | 37876 | 41960 | 46252 | 32504 | 26875 | 25846 | 20593 | 16113 | 2158.088 | 2314.826 | 3207.645 | 4119.277 | 4320.344 | 4786.111 | 5275.7 | 3707.565 | 3065.51 | 2948.071 | 2348.96 | 1837.903 | 0 | 0 | 351468 | 351468 | 40090 | 2020 | solar PV | TRUE
60917 | N | . | Buckingham Solar LLC | Dominion Renewable Energy | 58468 | VA | SAT | SERC |  | 22 | 2 | NAICS-22 Non-Cogen | PV | SUN | SUN | PJM | A |  | 0 | 0 | 0 | 0 | 0 | 0 | 0 | 0 | 0 | 0 | 0 | 0 | 0 | 0 | 0 | 0 | 0 | 0 | 0 | 0 | 0 | 0 | 0 | 0 | 0 | 0 | 0 | 0 | 0 | 0 | 0 | 0 | 0 | 0 | 0 | 0 | 15505 | 16631 | 23045 | 29594 | 31039 | 34385 | 37903 | 26637 | 22024 | 21180 | 16876 | 13204 | 15505 | 16631 | 23045 | 29594 | 31039 | 34385 | 37903 | 26637 | 22024 | 21180 | 16876 | 13204 | 1768.51 | 1896.957 | 2628.605 | 3375.67 | 3540.441 | 3922.128 | 4323.337 | 3038.279 | 2512.128 | 2415.889 | 1924.929 | 1506.127 | 0 | 0 | 288023 | 288023 | 32853 | 2020 | solar PV | TRUE
60918 | N | . | Verwey-Hanford Dairy Digester #1 | AlsoEnergy | 60572 | CA | PACC | WECC |  | 22 | 2 | NAICS-22 Non-Cogen | IC | OBG | ORW | CISO | A | Mcf | 1475 | 1326 | 1398 | 1308 | 1390 | 1281 | 1438 | 1373 | 1362 | 1311 | 1320 | 1179 | 1475 | 1326 | 1398 | 1308 | 1390 | 1281 | 1438 | 1373 | 1362 | 1311 | 1320 | 1179 | 0.58 | 0.58 | 0.58 | 0.58 | 0.58 | 0.58 | 0.58 | 0.58 | 0.58 | 0.58 | 0.58 | 0.58 | 856 | 769 | 811 | 759 | 806 | 743 | 834 | 796 | 790 | 760 | 766 | 684 | 856 | 769 | 811 | 759 | 806 | 743 | 834 | 796 | 790 | 760 | 766 | 684 | 70.258 | 63.2 | 66.595 | 62.327 | 66.208 | 61.023 | 68.536 | 65.435 | 64.904 | 62.464 | 62.885 | 56.165 | 16161 | 16161 | 9374 | 9374 | 770 | 2020 | biomass | TRUE
60919 | N | . | Shakopee Met Council WTP | Oak Leaf Solar V LLC | 60573 | MN | WNC | MRO |  | 22 | 2 | NAICS-22 Non-Cogen | PV | SUN | SUN | MISO | A |  | 0 | 0 | 0 | 0 | 0 | 0 | 0 | 0 | 0 | 0 | 0 | 0 | 0 | 0 | 0 | 0 | 0 | 0 | 0 | 0 | 0 | 0 | 0 | 0 | 0 | 0 | 0 | 0 | 0 | 0 | 0 | 0 | 0 | 0 | 0 | 0 | 460 | 1020 | 1237 | 1636 | 1701 | 1844 | 1778 | 1761 | 1242 | 929 | 711 | 445 | 460 | 1020 | 1237 | 1636 | 1701 | 1844 | 1778 | 1761 | 1242 | 929 | 711 | 445 | 52.446 | 116.306 | 141.113 | 186.561 | 194.062 | 210.341 | 202.826 | 200.837 | 141.626 | 105.987 | 81.112 | 50.783 | 0 | 0 | 14764 | 14764 | 1684 | 2020 | solar PV | TRUE
60920 | N | . | Viper Solar | Cypress Creek Renewables | 61060 | NC | SAT | SERC |  | 22 | 2 | NAICS-22 Non-Cogen | PV | SUN | SUN | CPLE | A |  | 0 | 0 | 0 | 0 | 0 | 0 | 0 | 0 | 0 | 0 | 0 | 0 | 0 | 0 | 0 | 0 | 0 | 0 | 0 | 0 | 0 | 0 | 0 | 0 | 0 | 0 | 0 | 0 | 0 | 0 | 0 | 0 | 0 | 0 | 0 | 0 | 1997 | 2052 | 2625 | 3565 | 3568 | 3471 | 3883 | 3118 | 2640 | 2677 | 2239 | 1892 | 1997 | 2052 | 2625 | 3565 | 3568 | 3471 | 3883 | 3118 | 2640 | 2677 | 2239 | 1892 | 227.755 | 234.064 | 299.391 | 406.652 | 406.975 | 395.936 | 442.884 | 355.618 | 301.179 | 305.343 | 255.378 | 215.825 | 0 | 0 | 33727 | 33727 | 3847 | 2020 | solar PV | TRUE
60921 | N | . | Scarlet Solar | Cypress Creek Renewables | 61060 | NC | SAT | SERC |  | 22 | 2 | NAICS-22 Non-Cogen | PV | SUN | SUN | CPLE | A |  | 0 | 0 | 0 | 0 | 0 | 0 | 0 | 0 | 0 | 0 | 0 | 0 | 0 | 0 | 0 | 0 | 0 | 0 | 0 | 0 | 0 | 0 | 0 | 0 | 0 | 0 | 0 | 0 | 0 | 0 | 0 | 0 | 0 | 0 | 0 | 0 | 1979 | 2033 | 2601 | 3533 | 3535 | 3440 | 3847 | 3089 | 2616 | 2653 | 2219 | 1875 | 1979 | 2033 | 2601 | 3533 | 3535 | 3440 | 3847 | 3089 | 2616 | 2653 | 2219 | 1875 | 225.683 | 231.935 | 296.667 | 402.952 | 403.272 | 392.334 | 438.855 | 352.382 | 298.439 | 302.565 | 253.054 | 213.862 | 0 | 0 | 33420 | 33420 | 3812 | 2020 | solar PV | TRUE
60922 | N | . | Ruskin Solar | Cypress Creek Renewables | 61060 | NC | SAT | SERC |  | 22 | 2 | NAICS-22 Non-Cogen | PV | SUN | SUN | CPLE | A |  | 0 | 0 | 0 | 0 | 0 | 0 | 0 | 0 | 0 | 0 | 0 | 0 | 0 | 0 | 0 | 0 | 0 | 0 | 0 | 0 | 0 | 0 | 0 | 0 | 0 | 0 | 0 | 0 | 0 | 0 | 0 | 0 | 0 | 0 | 0 | 0 | 2011 | 2067 | 2644 | 3591 | 3594 | 3496 | 3911 | 3140 | 2660 | 2696 | 2255 | 1906 | 2011 | 2067 | 2644 | 3591 | 3594 | 3496 | 3911 | 3140 | 2660 | 2696 | 2255 | 1906 | 229.414 | 235.768 | 301.57 | 409.611 | 409.937 | 398.818 | 446.108 | 358.206 | 303.371 | 307.565 | 257.236 | 217.396 | 0 | 0 | 33971 | 33971 | 3875 | 2020 | solar PV | TRUE
60923 | N | . | Clyde Solar Array | AEP Onsite Partners, LLC | 60571 | OH | ENC | RFC |  | 22 | 2 | NAICS-22 Non-Cogen | PV | SUN | SUN | PJM | M |  | 0 | 0 | 0 | 0 | 0 | 0 | 0 | 0 | 0 | 0 | 0 | 0 | 0 | 0 | 0 | 0 | 0 | 0 | 0 | 0 | 0 | 0 | 0 | 0 | 0 | 0 | 0 | 0 | 0 | 0 | 0 | 0 | 0 | 0 | 0 | 0 | 1026 | 2148 | 2420 | 3551 | 4120 | 4962 | 4489 | 4506 | 3630 | 2464 | 1955 | 508 | 1026 | 2148 | 2420 | 3551 | 4120 | 4962 | 4489 | 4506 | 3630 | 2464 | 1955 | 508 | 117 | 245 | 276 | 405 | 470 | 566 | 512 | 514 | 414 | 281 | 223 | 58 | 0 | 0 | 35779 | 35779 | 4081 | 2020 | solar PV | TRUE
60924 | N | . | Ozarks Natural Energy Community Solar | Ozarks Electric Coop Corp - (AR) | 14289 | AR | WSC | MRO |  | 22 | 1 | Electric Utility | PV | SUN | SUN | SWPP | A |  | 0 | 0 | 0 | 0 | 0 | 0 | 0 | 0 | 0 | 0 | 0 | 0 | 0 | 0 | 0 | 0 | 0 | 0 | 0 | 0 | 0 | 0 | 0 | 0 | 0 | 0 | 0 | 0 | 0 | 0 | 0 | 0 | 0 | 0 | 0 | 0 | 652 | 834 | 866 | 1150 | 1514 | 1470 | 1514 | 1456 | 1163 | 987 | 1017 | 801 | 652 | 834 | 866 | 1150 | 1514 | 1470 | 1514 | 1456 | 1163 | 987 | 1017 | 801 | 74.423 | 95.109 | 98.797 | 131.122 | 172.683 | 167.641 | 172.691 | 166.028 | 132.602 | 112.539 | 116.034 | 91.331 | 0 | 0 | 13424 | 13424 | 1531 | 2020 | solar PV | TRUE
60926 | N | . | St. Charles Power Station (LA) | Entergy Louisiana LLC | 11241 | LA | WSC | SERC |  | 22 | 1 | Electric Utility | CA | NG | NG | MISO | M | mcf | 0 | 0 | 0 | 0 | 0 | 0 | 0 | 0 | 0 | 0 | 0 | 0 | 0 | 0 | 0 | 0 | 0 | 0 | 0 | 0 | 0 | 0 | 0 | 0 | 0 | 0 | 0 | 0 | 0 | 0 | 0 | 0 | 0 | 0 | 0 | 0 | 0 | 0 | 0 | 0 | 0 | 0 | 0 | 0 | 0 | 0 | 0 | 0 | 0 | 0 | 0 | 0 | 0 | 0 | 0 | 0 | 0 | 0 | 0 | 0 | 232245 | 238496 | 245561 | 9550 | 101077 | 257239 | 274986 | 253952 | 188732 | 260378 | 217909 | 163662 | 0 | 0 | 0 | 0 | 2443787 | 2020 | natural gas nonpeaker - preexisting nonretiring | TRUE
60926 | N | . | St. Charles Power Station (LA) | Entergy Louisiana LLC | 11241 | LA | WSC | SERC |  | 22 | 1 | Electric Utility | CT | NG | NG | MISO | M | mcf | 3961126 | 3984356 | 4009816 | 124654 | 1859705 | 4071316 | 4310228 | 4143524 | 3097232 | 4216967 | 3552129 | 2788452 | 3961126 | 3984356 | 4009816 | 124654 | 1859705 | 4071316 | 4310228 | 4143524 | 3097232 | 4216967 | 3552129 | 2788452 | 1.013 | 1.011 | 1.013 | 1.013 | 1.009 | 1.009 | 1.003 | 1.009 | 1.009 | 1.009 | 1.011 | 1.01 | 4012621 | 4028184 | 4061944 | 126275 | 1876442 | 4107958 | 4323159 | 4180816 | 3125107 | 4254920 | 3591202 | 2816337 | 4012621 | 4028184 | 4061944 | 126275 | 1876442 | 4107958 | 4323159 | 4180816 | 3125107 | 4254920 | 3591202 | 2816337 | 348418 | 347232 | 336955 | 11667 | 156517 | 329079 | 350199 | 352339 | 262124 | 356238 | 306271 | 249814 | 40119505 | 40119505 | 40504965 | 40504965 | 3406853 | 2020 | natural gas nonpeaker - preexisting nonretiring | TRUE
60927 | N | . | Lake Charles Power | Entergy Louisiana LLC | 11241 | LA | WSC | SERC |  | 22 | 1 | Electric Utility | CA | NG | NG | MISO | M | mcf | . | . | 0 | 0 | 0 | 0 | 0 | 0 | 0 | 0 | 0 | 0 | . | . | 0 | 0 | 0 | 0 | 0 | 0 | 0 | 0 | 0 | 0 | . | . | 0 | 0 | 0 | 0 | 0 | 0 | 0 | 0 | 0 | 0 | . | . | 0 | 0 | 0 | 0 | 0 | 0 | 0 | 0 | 0 | 0 | . | . | 0 | 0 | 0 | 0 | 0 | 0 | 0 | 0 | 0 | 0 | . | . | 95173 | 106536 | 48206 | 183921 | 108795 | 184005 | 68178 | 226200 | 117211 | 183566 | 0 | 0 | 0 | 0 | 1321791 | 2020 | natural gas nonpeaker - preexisting nonretiring | TRUE
60927 | N | . | Lake Charles Power | Entergy Louisiana LLC | 11241 | LA | WSC | SERC |  | 22 | 1 | Electric Utility | CT | NG | NG | MISO | M | mcf | . | . | 1850352 | 1918002 | 891792 | 3085412 | 1927337 | 3067340 | 1483345 | 3855792 | 2103228 | 3222738 | . | . | 1850352 | 1918002 | 891792 | 3085412 | 1927337 | 3067340 | 1483345 | 3855792 | 2103228 | 3222738 | . | . | 1.039 | 1.031 | 1.023 | 1.019 | 1.023 | 1.027 | 1.023 | 1.029 | 1.033 | 1.03 | . | . | 1922516 | 1977460 | 912303 | 3144035 | 1971666 | 3150158 | 1517462 | 3967610 | 2172635 | 3319420 | . | . | 1922516 | 1977460 | 912303 | 3144035 | 1971666 | 3150158 | 1517462 | 3967610 | 2172635 | 3319420 | . | . | 156498 | 176747 | 71750 | 264320 | 184765 | 275695 | 139468 | 335177 | 206018 | 307552 | 23405338 | 23405338 | 24055265 | 24055265 | 2117990 | 2020 | natural gas nonpeaker - preexisting nonretiring | TRUE
60928 | N | . | New Orleans Power | Entergy New Orleans, LLC | 13478 | LA | WSC | SERC |  | 22 | 1 | Electric Utility | GT | NG | NG | MISO | M | mcf | . | . | . | . | 0 | 93282 | 195528 | 394519 | 266982 | 411542 | 253167 | 84536 | . | . | . | . | 0 | 93282 | 195528 | 394519 | 266982 | 411542 | 253167 | 84536 | . | . | . | . | 0 | 1.019 | 1.025 | 1.021 | 1.032 | 1.018 | 1.022 | 1.017 | . | . | . | . | 0 | 95054 | 200416 | 402804 | 275525 | 418950 | 258737 | 85973 | . | . | . | . | 0 | 95054 | 200416 | 402804 | 275525 | 418950 | 258737 | 85973 | . | . | . | . | 0 | 9725 | 9399 | 11437 | 9535 | 15353 | 8871 | 5510 | 1699556 | 1699556 | 1737459 | 1737459 | 69830 | 2020 | natural gas peaker | TRUE
60929 | N | . | Red Oak Solar Farm, LLC | Heelstone Energy Holdings, LLC | 59462 | NC | SAT | SERC |  | 22 | 2 | NAICS-22 Non-Cogen | PV | SUN | SUN | DUK | A |  | 0 | 0 | 0 | 0 | 0 | 0 | 0 | 0 | 0 | 0 | 0 | 0 | 0 | 0 | 0 | 0 | 0 | 0 | 0 | 0 | 0 | 0 | 0 | 0 | 0 | 0 | 0 | 0 | 0 | 0 | 0 | 0 | 0 | 0 | 0 | 0 | 4786 | 4919 | 6291 | 8545 | 8552 | 8320 | 9307 | 7473 | 6329 | 6416 | 5366 | 4535 | 4786 | 4919 | 6291 | 8545 | 8552 | 8320 | 9307 | 7473 | 6329 | 6416 | 5366 | 4535 | 545.915 | 561.036 | 717.62 | 974.716 | 975.491 | 949.032 | 1061.564 | 852.392 | 721.906 | 731.887 | 612.123 | 517.318 | 0 | 0 | 80839 | 80839 | 9221 | 2020 | solar PV | TRUE
60930 | N | . | Dublin Solar I | AES Distributed Energy | 61012 | GA | SAT | SERC |  | 22 | 2 | NAICS-22 Non-Cogen | PV | SUN | SUN | SOCO | A |  | 0 | 0 | 0 | 0 | 0 | 0 | 0 | 0 | 0 | 0 | 0 | 0 | 0 | 0 | 0 | 0 | 0 | 0 | 0 | 0 | 0 | 0 | 0 | 0 | 0 | 0 | 0 | 0 | 0 | 0 | 0 | 0 | 0 | 0 | 0 | 0 | 3163 | 3259 | 4481 | 5476 | 6335 | 5370 | 5815 | 5293 | 4173 | 4259 | 3542 | 3408 | 3163 | 3259 | 4481 | 5476 | 6335 | 5370 | 5815 | 5293 | 4173 | 4259 | 3542 | 3408 | 360.824 | 371.759 | 511.127 | 624.6 | 722.564 | 612.47 | 663.253 | 603.776 | 476.031 | 485.824 | 404.006 | 388.766 | 0 | 0 | 54574 | 54574 | 6225 | 2020 | solar PV | TRUE
60931 | N | . | CCC Hastings Wind Turbine | CCC Hastings Renewable Energy, LLC | 60578 | NE | WNC | MRO |  | 22 | 2 | NAICS-22 Non-Cogen | WT | WND | WND | SWPP | A |  | 0 | 0 | 0 | 0 | 0 | 0 | 0 | 0 | 0 | 0 | 0 | 0 | 0 | 0 | 0 | 0 | 0 | 0 | 0 | 0 | 0 | 0 | 0 | 0 | 0 | 0 | 0 | 0 | 0 | 0 | 0 | 0 | 0 | 0 | 0 | 0 | 5833 | 6140 | 5943 | 5750 | 4966 | 6257 | 4522 | 5372 | 5833 | 5962 | 6330 | 6272 | 5833 | 6140 | 5943 | 5750 | 4966 | 6257 | 4522 | 5372 | 5833 | 5962 | 6330 | 6272 | 665.302 | 700.369 | 677.884 | 655.874 | 566.449 | 713.684 | 515.805 | 612.767 | 665.388 | 680.012 | 722.059 | 715.407 | 0 | 0 | 69180 | 69180 | 7891 | 2020 | onshore wind | TRUE
60932 | N | . | Creston Ridge Wind Farm | Creston Ridge, LLC | 60577 | NE | WNC | MRO |  | 22 | 2 | NAICS-22 Non-Cogen | WT | WND | WND | SWPP | A |  | 0 | 0 | 0 | 0 | 0 | 0 | 0 | 0 | 0 | 0 | 0 | 0 | 0 | 0 | 0 | 0 | 0 | 0 | 0 | 0 | 0 | 0 | 0 | 0 | 0 | 0 | 0 | 0 | 0 | 0 | 0 | 0 | 0 | 0 | 0 | 0 | 21328 | 22452 | 21731 | 21025 | 18159 | 22879 | 16535 | 19644 | 21330 | 21799 | 23147 | 22934 | 21328 | 22452 | 21731 | 21025 | 18159 | 22879 | 16535 | 19644 | 21330 | 21799 | 23147 | 22934 | 2432.727 | 2560.947 | 2478.732 | 2398.248 | 2071.261 | 2609.636 | 1886.079 | 2240.627 | 2433.037 | 2486.512 | 2640.258 | 2615.936 | 0 | 0 | 252963 | 252963 | 28854 | 2020 | onshore wind | TRUE
60933 | Y | . | Hopewell Cogeneration NJ | Hopewell Campus Owners LLC | 63953 | NJ | MAT | RFC |  | 541 | 5 | Commercial NAICS Cogen | IC | NG | NG | PJM | A | mcf | 1336 | 1172 | 1189 | 1081 | 913 | 1518 | 2314 | 2027 | 1282 | 1414 | 1242 | 902 | 1229 | 1078 | 1093 | 994 | 840 | 1395 | 2128 | 1864 | 1179 | 1300 | 1142 | 829 | 1.03 | 1.03 | 1.03 | 1.03 | 1.03 | 1.03 | 1.03 | 1.03 | 1.03 | 1.03 | 1.03 | 1.03 | 1376 | 1207 | 1225 | 1113 | 940 | 1564 | 2383 | 2088 | 1320 | 1456 | 1279 | 929 | 1266 | 1110 | 1126 | 1024 | 865 | 1437 | 2192 | 1920 | 1214 | 1339 | 1176 | 854 | 111.292 | 97.58 | 99.024 | 90.011 | 76.05 | 126.392 | 192.737 | 168.819 | 106.765 | 117.759 | 103.441 | 75.13 | 16390 | 15071 | 16880 | 15523 | 1365 | 2020 | natural gas peaker | FALSE
60935 | N | . | GRE Marshan Solar | SoCore Energy LLC | 60520 | MN | WNC | MRO |  | 22 | 2 | NAICS-22 Non-Cogen | PV | SUN | SUN | MISO | A |  | 0 | 0 | 0 | 0 | 0 | 0 | 0 | 0 | 0 | 0 | 0 | 0 | 0 | 0 | 0 | 0 | 0 | 0 | 0 | 0 | 0 | 0 | 0 | 0 | 0 | 0 | 0 | 0 | 0 | 0 | 0 | 0 | 0 | 0 | 0 | 0 | 413 | 916 | 1112 | 1469 | 1529 | 1657 | 1598 | 1582 | 1116 | 835 | 639 | 400 | 413 | 916 | 1112 | 1469 | 1529 | 1657 | 1598 | 1582 | 1116 | 835 | 639 | 400 | 47.121 | 104.496 | 126.783 | 167.617 | 174.356 | 188.983 | 182.23 | 180.443 | 127.245 | 95.225 | 72.875 | 45.626 | 0 | 0 | 13266 | 13266 | 1513 | 2020 | solar PV | TRUE
60936 | N | . | New Auburn DPC Solar | SoCore Energy LLC | 60520 | WI | ENC | MRO |  | 22 | 2 | NAICS-22 Non-Cogen | PV | SUN | SUN | MISO | M |  | 0 | 0 | 0 | 0 | 0 | 0 | 0 | 0 | 0 | 0 | 0 | 0 | 0 | 0 | 0 | 0 | 0 | 0 | 0 | 0 | 0 | 0 | 0 | 0 | 0 | 0 | 0 | 0 | 0 | 0 | 0 | 0 | 0 | 0 | 0 | 0 | 1043 | 3182 | 2586 | 4822 | 5392 | 456 | 7189 | 4901 | 3551 | 2560 | 1631 | 1105 | 1043 | 3182 | 2586 | 4822 | 5392 | 456 | 7189 | 4901 | 3551 | 2560 | 1631 | 1105 | 119 | 363 | 295 | 550 | 615 | 52 | 820 | 559 | 405 | 292 | 186 | 126 | 0 | 0 | 38418 | 38418 | 4382 | 2020 | solar PV | TRUE
60937 | N | . | Antlia Community Solar | Antlia Community Solar | 60587 | MN | WNC | MRO |  | 22 | 2 | NAICS-22 Non-Cogen | PV | SUN | SUN | MISO | A |  | 0 | 0 | 0 | 0 | 0 | 0 | 0 | 0 | 0 | 0 | 0 | 0 | 0 | 0 | 0 | 0 | 0 | 0 | 0 | 0 | 0 | 0 | 0 | 0 | 0 | 0 | 0 | 0 | 0 | 0 | 0 | 0 | 0 | 0 | 0 | 0 | 924 | 2049 | 2486 | 3287 | 3419 | 3706 | 3573 | 3538 | 2495 | 1867 | 1429 | 895 | 924 | 2049 | 2486 | 3287 | 3419 | 3706 | 3573 | 3538 | 2495 | 1867 | 1429 | 895 | 105.39 | 233.717 | 283.566 | 374.895 | 389.968 | 422.681 | 407.579 | 403.583 | 284.597 | 212.982 | 162.994 | 102.048 | 0 | 0 | 29668 | 29668 | 3384 | 2020 | solar PV | TRUE
60938 | N | . | Aries Community Solar | Aries Community Solar | 60588 | MN | WNC | MRO |  | 22 | 2 | NAICS-22 Non-Cogen | PV | SUN | SUN | MISO | A |  | 0 | 0 | 0 | 0 | 0 | 0 | 0 | 0 | 0 | 0 | 0 | 0 | 0 | 0 | 0 | 0 | 0 | 0 | 0 | 0 | 0 | 0 | 0 | 0 | 0 | 0 | 0 | 0 | 0 | 0 | 0 | 0 | 0 | 0 | 0 | 0 | 1730 | 3836 | 4654 | 6153 | 6400 | 6937 | 6689 | 6624 | 4671 | 3496 | 2675 | 1675 | 1730 | 3836 | 4654 | 6153 | 6400 | 6937 | 6689 | 6624 | 4671 | 3496 | 2675 | 1675 | 197.295 | 437.528 | 530.848 | 701.82 | 730.037 | 791.279 | 763.006 | 755.525 | 532.779 | 398.712 | 305.132 | 191.039 | 0 | 0 | 55540 | 55540 | 6335 | 2020 | solar PV | TRUE
60939 | N | . | Centaurus Community Solar | Centaurus Community Solar | 60589 | MN | WNC | MRO |  | 22 | 2 | NAICS-22 Non-Cogen | PV | SUN | SUN | MISO | A |  | 0 | 0 | 0 | 0 | 0 | 0 | 0 | 0 | 0 | 0 | 0 | 0 | 0 | 0 | 0 | 0 | 0 | 0 | 0 | 0 | 0 | 0 | 0 | 0 | 0 | 0 | 0 | 0 | 0 | 0 | 0 | 0 | 0 | 0 | 0 | 0 | 822 | 1822 | 2211 | 2922 | 3040 | 3295 | 3177 | 3146 | 2219 | 1660 | 1271 | 796 | 822 | 1822 | 2211 | 2922 | 3040 | 3295 | 3177 | 3146 | 2219 | 1660 | 1271 | 796 | 93.712 | 207.817 | 252.142 | 333.351 | 346.753 | 375.842 | 362.413 | 358.859 | 253.059 | 189.38 | 144.932 | 90.74 | 0 | 0 | 26381 | 26381 | 3009 | 2020 | solar PV | TRUE
60940 | N | . | Gemini Community Solar | Gemini Community Solar | 60590 | MN | WNC | MRO |  | 22 | 2 | NAICS-22 Non-Cogen | PV | SUN | SUN | MISO | A |  | 0 | 0 | 0 | 0 | 0 | 0 | 0 | 0 | 0 | 0 | 0 | 0 | 0 | 0 | 0 | 0 | 0 | 0 | 0 | 0 | 0 | 0 | 0 | 0 | 0 | 0 | 0 | 0 | 0 | 0 | 0 | 0 | 0 | 0 | 0 | 0 | 1267 | 2809 | 3409 | 4507 | 4688 | 5081 | 4899 | 4851 | 3421 | 2560 | 1959 | 1227 | 1267 | 2809 | 3409 | 4507 | 4688 | 5081 | 4899 | 4851 | 3421 | 2560 | 1959 | 1227 | 144.507 | 320.463 | 388.814 | 514.04 | 534.707 | 579.563 | 558.855 | 553.376 | 390.228 | 292.032 | 223.49 | 139.925 | 0 | 0 | 40678 | 40678 | 4640 | 2020 | solar PV | TRUE
60941 | N | . | Mapleton Community Solar | Mapleton Community Solar | 60591 | MN | WNC | MRO |  | 22 | 2 | NAICS-22 Non-Cogen | PV | SUN | SUN | MISO | A |  | 0 | 0 | 0 | 0 | 0 | 0 | 0 | 0 | 0 | 0 | 0 | 0 | 0 | 0 | 0 | 0 | 0 | 0 | 0 | 0 | 0 | 0 | 0 | 0 | 0 | 0 | 0 | 0 | 0 | 0 | 0 | 0 | 0 | 0 | 0 | 0 | 1382 | 3066 | 3719 | 4917 | 5115 | 5544 | 5346 | 5294 | 3733 | 2794 | 2138 | 1339 | 1382 | 3066 | 3719 | 4917 | 5115 | 5544 | 5346 | 5294 | 3733 | 2794 | 2138 | 1339 | 157.679 | 349.677 | 424.26 | 560.902 | 583.453 | 632.398 | 609.803 | 603.824 | 425.803 | 318.655 | 243.865 | 152.681 | 0 | 0 | 44387 | 44387 | 5063 | 2020 | solar PV | TRUE
60942 | N | . | Morgan Community Solar | Morgan Community Solar | 60592 | MN | WNC | MRO |  | 22 | 2 | NAICS-22 Non-Cogen | PV | SUN | SUN | MISO | A |  | 0 | 0 | 0 | 0 | 0 | 0 | 0 | 0 | 0 | 0 | 0 | 0 | 0 | 0 | 0 | 0 | 0 | 0 | 0 | 0 | 0 | 0 | 0 | 0 | 0 | 0 | 0 | 0 | 0 | 0 | 0 | 0 | 0 | 0 | 0 | 0 | 1394 | 3091 | 3750 | 4958 | 5158 | 5590 | 5390 | 5338 | 3764 | 2817 | 2156 | 1350 | 1394 | 3091 | 3750 | 4958 | 5158 | 5590 | 5390 | 5338 | 3764 | 2817 | 2156 | 1350 | 158.989 | 352.578 | 427.779 | 565.555 | 588.293 | 637.644 | 614.861 | 608.833 | 429.335 | 321.298 | 245.888 | 153.947 | 0 | 0 | 44756 | 44756 | 5105 | 2020 | solar PV | TRUE
60943 | N | . | Spica Community Solar | Spica Community Solar | 60593 | MN | WNC | MRO |  | 22 | 2 | NAICS-22 Non-Cogen | PV | SUN | SUN | MISO | A |  | 0 | 0 | 0 | 0 | 0 | 0 | 0 | 0 | 0 | 0 | 0 | 0 | 0 | 0 | 0 | 0 | 0 | 0 | 0 | 0 | 0 | 0 | 0 | 0 | 0 | 0 | 0 | 0 | 0 | 0 | 0 | 0 | 0 | 0 | 0 | 0 | 890 | 1973 | 2393 | 3164 | 3292 | 3568 | 3440 | 3406 | 2402 | 1798 | 1376 | 861 | 890 | 1973 | 2393 | 3164 | 3292 | 3568 | 3440 | 3406 | 2402 | 1798 | 1376 | 861 | 101.464 | 225.015 | 273.008 | 360.936 | 375.448 | 406.943 | 392.403 | 388.556 | 274.001 | 205.052 | 156.925 | 98.249 | 0 | 0 | 28563 | 28563 | 3258 | 2020 | solar PV | TRUE
60944 | N | . | Vega Community Solar | Vega Community Solar | 60594 | MN | WNC | MRO |  | 22 | 2 | NAICS-22 Non-Cogen | PV | SUN | SUN | MISO | A |  | 0 | 0 | 0 | 0 | 0 | 0 | 0 | 0 | 0 | 0 | 0 | 0 | 0 | 0 | 0 | 0 | 0 | 0 | 0 | 0 | 0 | 0 | 0 | 0 | 0 | 0 | 0 | 0 | 0 | 0 | 0 | 0 | 0 | 0 | 0 | 0 | 2374 | 5264 | 6386 | 8443 | 8783 | 9519 | 9179 | 9089 | 6409 | 4797 | 3671 | 2298 | 2374 | 5264 | 6386 | 8443 | 8783 | 9519 | 9179 | 9089 | 6409 | 4797 | 3671 | 2298 | 270.732 | 600.384 | 728.439 | 963.05 | 1001.77 | 1085.807 | 1047.011 | 1036.745 | 731.089 | 547.119 | 418.707 | 262.147 | 0 | 0 | 76212 | 76212 | 8693 | 2020 | solar PV | TRUE
60945 | N | . | Spartan PV 1, LLC | Spartan PV 1, LLC | 60595 | MI | ENC | RFC |  | 22 | 2 | NAICS-22 Non-Cogen | PV | SUN | SUN | MISO | A |  | 0 | 0 | 0 | 0 | 0 | 0 | 0 | 0 | 0 | 0 | 0 | 0 | 0 | 0 | 0 | 0 | 0 | 0 | 0 | 0 | 0 | 0 | 0 | 0 | 0 | 0 | 0 | 0 | 0 | 0 | 0 | 0 | 0 | 0 | 0 | 0 | 4063 | 6034 | 8873 | 10891 | 12839 | 15785 | 15165 | 14256 | 11157 | 8814 | 5991 | 4356 | 4063 | 6034 | 8873 | 10891 | 12839 | 15785 | 15165 | 14256 | 11157 | 8814 | 5991 | 4356 | 463.431 | 688.212 | 1012.123 | 1242.264 | 1464.434 | 1800.469 | 1729.739 | 1626.122 | 1272.606 | 1005.359 | 683.322 | 496.919 | 0 | 0 | 118224 | 118224 | 13485 | 2020 | solar PV | TRUE
60947 | N | . | Jacumba Solar Farm | AEP Renewables | 60639 | CA | PACC | WECC |  | 22 | 2 | NAICS-22 Non-Cogen | PV | SUN | SUN | CISO | A |  | 0 | 0 | 0 | 0 | 0 | 0 | 0 | 0 | 0 | 0 | 0 | 0 | 0 | 0 | 0 | 0 | 0 | 0 | 0 | 0 | 0 | 0 | 0 | 0 | 0 | 0 | 0 | 0 | 0 | 0 | 0 | 0 | 0 | 0 | 0 | 0 | 17518 | 23746 | 23237 | 29285 | 38327 | 38166 | 43109 | 35715 | 28043 | 25921 | 20492 | 16225 | 17518 | 23746 | 23237 | 29285 | 38327 | 38166 | 43109 | 35715 | 28043 | 25921 | 20492 | 16225 | 1998.133 | 2708.566 | 2650.496 | 3340.371 | 4371.708 | 4353.349 | 4917.18 | 4073.748 | 3198.696 | 2956.642 | 2337.442 | 1850.669 | 0 | 0 | 339784 | 339784 | 38757 | 2020 | solar PV | TRUE
60951 | N | . | West Dubuque Solar | Interstate Power and Light Co | 9417 | IA | WNC | MRO |  | 22 | 1 | Electric Utility | PV | SUN | SUN | MISO | A |  | 0 | 0 | 0 | 0 | 0 | 0 | 0 | 0 | 0 | 0 | 0 | 0 | 0 | 0 | 0 | 0 | 0 | 0 | 0 | 0 | 0 | 0 | 0 | 0 | 0 | 0 | 0 | 0 | 0 | 0 | 0 | 0 | 0 | 0 | 0 | 0 | 1697 | 3572 | 4304 | 5641 | 5781 | 6395 | 6174 | 6130 | 4415 | 3313 | 2606 | 1750 | 1697 | 3572 | 4304 | 5641 | 5781 | 6395 | 6174 | 6130 | 4415 | 3313 | 2606 | 1750 | 193.534 | 407.39 | 490.949 | 643.382 | 659.454 | 729.485 | 704.242 | 699.245 | 503.563 | 377.912 | 297.232 | 199.612 | 0 | 0 | 51778 | 51778 | 5906 | 2020 | solar PV | TRUE
60953 | N | . | Owens Valley Solar Project 11 | Los Angeles Department of Water & Power | 11208 | CA | PACC | WECC |  | 22 | 2 | NAICS-22 Non-Cogen | PV | SUN | SUN | LDWP | A |  | 0 | 0 | 0 | 0 | 0 | 0 | 0 | 0 | 0 | 0 | 0 | 0 | 0 | 0 | 0 | 0 | 0 | 0 | 0 | 0 | 0 | 0 | 0 | 0 | 0 | 0 | 0 | 0 | 0 | 0 | 0 | 0 | 0 | 0 | 0 | 0 | 1375 | 1864 | 1824 | 2299 | 3009 | 2997 | 3385 | 2804 | 2202 | 2035 | 1609 | 1274 | 1375 | 1864 | 1824 | 2299 | 3009 | 2997 | 3385 | 2804 | 2202 | 2035 | 1609 | 1274 | 156.882 | 212.663 | 208.103 | 262.269 | 343.244 | 341.803 | 386.072 | 319.85 | 251.145 | 232.14 | 183.524 | 145.305 | 0 | 0 | 26677 | 26677 | 3043 | 2020 | solar PV | TRUE
60954 | N | . | VEC Magee Hill Solar | SoCore Energy LLC | 60520 | VT | NEW | NPCC |  | 22 | 2 | NAICS-22 Non-Cogen | PV | SUN | SUN | ISNE | A |  | 0 | 0 | 0 | 0 | 0 | 0 | 0 | 0 | 0 | 0 | 0 | 0 | 0 | 0 | 0 | 0 | 0 | 0 | 0 | 0 | 0 | 0 | 0 | 0 | 0 | 0 | 0 | 0 | 0 | 0 | 0 | 0 | 0 | 0 | 0 | 0 | 281 | 501 | 1365 | 1548 | 2162 | 2004 | 2065 | 1824 | 1441 | 1009 | 604 | 249 | 281 | 501 | 1365 | 1548 | 2162 | 2004 | 2065 | 1824 | 1441 | 1009 | 604 | 249 | 32.087 | 57.141 | 155.659 | 176.626 | 246.613 | 228.539 | 235.492 | 208.103 | 164.338 | 115.052 | 68.899 | 28.451 | 0 | 0 | 15053 | 15053 | 1717 | 2020 | solar PV | TRUE
60955 | N | . | Strawberry Point DPC Solar | SoCore Energy LLC | 60520 | IA | WNC | MRO |  | 22 | 2 | NAICS-22 Non-Cogen | PV | SUN | SUN | MISO | A |  | 0 | 0 | 0 | 0 | 0 | 0 | 0 | 0 | 0 | 0 | 0 | 0 | 0 | 0 | 0 | 0 | 0 | 0 | 0 | 0 | 0 | 0 | 0 | 0 | 0 | 0 | 0 | 0 | 0 | 0 | 0 | 0 | 0 | 0 | 0 | 0 | 636 | 1340 | 1614 | 2115 | 2168 | 2399 | 2316 | 2299 | 1656 | 1243 | 977 | 656 | 636 | 1340 | 1614 | 2115 | 2168 | 2399 | 2316 | 2299 | 1656 | 1243 | 977 | 656 | 72.584 | 152.789 | 184.127 | 241.295 | 247.323 | 273.588 | 264.12 | 262.246 | 188.857 | 141.733 | 111.475 | 74.863 | 0 | 0 | 19419 | 19419 | 2215 | 2020 | solar PV | TRUE
60956 | N | . | Westar Cities Solar | SoCore Energy LLC | 60520 | KS | WNC | MRO |  | 22 | 2 | NAICS-22 Non-Cogen | PV | SUN | SUN | SWPP | A |  | 0 | 0 | 0 | 0 | 0 | 0 | 0 | 0 | 0 | 0 | 0 | 0 | 0 | 0 | 0 | 0 | 0 | 0 | 0 | 0 | 0 | 0 | 0 | 0 | 0 | 0 | 0 | 0 | 0 | 0 | 0 | 0 | 0 | 0 | 0 | 0 | 663 | 1396 | 1683 | 2205 | 2260 | 2500 | 2414 | 2397 | 1726 | 1295 | 1019 | 684 | 663 | 1396 | 1683 | 2205 | 2260 | 2500 | 2414 | 2397 | 1726 | 1295 | 1019 | 684 | 75.663 | 159.273 | 191.941 | 251.535 | 257.819 | 285.198 | 275.329 | 273.376 | 196.872 | 147.748 | 116.206 | 78.04 | 0 | 0 | 20242 | 20242 | 2309 | 2020 | solar PV | TRUE
60957 | N | . | Sand Lake DPC Solar | SoCore Energy LLC | 60520 | WI | ENC | MRO |  | 22 | 2 | NAICS-22 Non-Cogen | PV | SUN | SUN | MISO | A |  | 0 | 0 | 0 | 0 | 0 | 0 | 0 | 0 | 0 | 0 | 0 | 0 | 0 | 0 | 0 | 0 | 0 | 0 | 0 | 0 | 0 | 0 | 0 | 0 | 0 | 0 | 0 | 0 | 0 | 0 | 0 | 0 | 0 | 0 | 0 | 0 | 503 | 1420 | 1525 | 2161 | 2458 | 2253 | 2776 | 2418 | 1621 | 1250 | 840 | 563 | 503 | 1420 | 1525 | 2161 | 2458 | 2253 | 2776 | 2418 | 1621 | 1250 | 840 | 563 | 57.346 | 161.929 | 173.98 | 246.498 | 280.39 | 256.935 | 316.649 | 275.764 | 184.847 | 142.562 | 95.866 | 64.234 | 0 | 0 | 19788 | 19788 | 2257 | 2020 | solar PV | TRUE
60958 | N | . | Nesvold Watertown Solar | SoCore Energy LLC | 60520 | MN | WNC | MRO |  | 22 | 2 | NAICS-22 Non-Cogen | PV | SUN | SUN | MISO | A |  | 0 | 0 | 0 | 0 | 0 | 0 | 0 | 0 | 0 | 0 | 0 | 0 | 0 | 0 | 0 | 0 | 0 | 0 | 0 | 0 | 0 | 0 | 0 | 0 | 0 | 0 | 0 | 0 | 0 | 0 | 0 | 0 | 0 | 0 | 0 | 0 | 2323 | 5152 | 6251 | 8264 | 8597 | 9318 | 8985 | 8897 | 6274 | 4695 | 3593 | 2250 | 2323 | 5152 | 6251 | 8264 | 8597 | 9318 | 8985 | 8897 | 6274 | 4695 | 3593 | 2250 | 265 | 587.676 | 713.021 | 942.666 | 980.566 | 1062.824 | 1024.849 | 1014.801 | 715.614 | 535.539 | 409.845 | 256.599 | 0 | 0 | 74599 | 74599 | 8509 | 2020 | solar PV | TRUE
60959 | N | . | Chocksett Rd Energy Storage Project | Sterling Municipal Light Department | 58375 | MA | NEW | NPCC |  | 22 | 1 | Electric Utility | BA | MWH | OTH | ISNE | A | megawatthours | 16 | 13 | 14 | 14 | 14 | 11 | 14 | 14 | 14 | 15 | 14 | 14 | 16 | 13 | 14 | 14 | 14 | 11 | 14 | 14 | 14 | 15 | 14 | 14 | 0 | 0 | 0 | 0 | 0 | 0 | 0 | 0 | 0 | 0 | 0 | 0 | 0 | 0 | 0 | 0 | 0 | 0 | 0 | 0 | 0 | 0 | 0 | 0 | 0 | 0 | 0 | 0 | 0 | 0 | 0 | 0 | 0 | 0 | 0 | 0 | -3.61 | -3.071 | -3.408 | -3.337 | -3.439 | -2.526 | -3.302 | -3.461 | -3.419 | -3.523 | -3.441 | -3.463 | 167 | 167 | 0 | 0 | -40 | 2020 | other | TRUE
60960 | N | . | Hyperion Treatment Plant CHP Plant | Constellation New Energy Inc. | 60396 | CA | PACC | WECC |  | 22 | 2 | NAICS-22 Non-Cogen | GT | NG | NG | LDWP | M | mcf | 23493 | 17983 | 22808 | 24269 | 17426 | 14532 | 21728 | 40717 | 40358 | 38716 | 39689 | 40539 | 23493 | 17983 | 22808 | 24269 | 17426 | 14532 | 21728 | 40717 | 40358 | 38716 | 39689 | 40539 | 1.03 | 1.03 | 1.03 | 1.03 | 1.03 | 1.03 | 1.03 | 1.03 | 1.03 | 1.03 | 1.03 | 1.03 | 24198 | 18522 | 23492 | 24997 | 17949 | 14968 | 22380 | 41939 | 41569 | 39877 | 40880 | 41755 | 24198 | 18522 | 23492 | 24997 | 17949 | 14968 | 22380 | 41939 | 41569 | 39877 | 40880 | 41755 | 2281.16 | 1777.892 | 2280.583 | 2519.164 | 2229.748 | 1913.586 | 2807.667 | 3867.95 | 3768.712 | 3646.482 | 3645.419 | 3612.765 | 342258 | 342258 | 352526 | 352526 | 34351.128 | 2020 | natural gas peaker | TRUE
60960 | N | . | Hyperion Treatment Plant CHP Plant | Constellation New Energy Inc. | 60396 | CA | PACC | WECC |  | 22 | 2 | NAICS-22 Non-Cogen | GT | OBG | ORW | LDWP | M | Mcf | 202282 | 192594 | 195421 | 137239 | 144940 | 139288 | 136025 | 133663 | 171335 | 171726 | 171640 | 178444 | 202282 | 192594 | 195421 | 137239 | 144940 | 139288 | 136025 | 133663 | 171335 | 171726 | 171640 | 178444 | 0.574 | 0.574 | 0.574 | 0.574 | 0.574 | 0.574 | 0.574 | 0.574 | 0.574 | 0.574 | 0.574 | 0.574 | 116110 | 110549 | 112172 | 78775 | 83196 | 79951 | 78078 | 76723 | 98346 | 98571 | 98521 | 102427 | 116110 | 110549 | 112172 | 78775 | 83196 | 79951 | 78078 | 76723 | 98346 | 98571 | 98521 | 102427 | 10945.84 | 10611.108 | 10889.417 | 7938.836 | 10335.252 | 10221.414 | 9795.333 | 7076.05 | 8916.288 | 9013.518 | 8785.581 | 8862.235 | 1974597 | 1974597 | 1133419 | 1133419 | 113390.87 | 2020 | biomass | TRUE
60961 | N | . | Violet Solar | Violet Solar, LLC | 60597 | NC | SAT | SERC |  | 22 | 2 | NAICS-22 Non-Cogen | PV | SUN | SUN | DUK | A |  | 0 | 0 | 0 | 0 | 0 | 0 | 0 | 0 | 0 | 0 | 0 | 0 | 0 | 0 | 0 | 0 | 0 | 0 | 0 | 0 | 0 | 0 | 0 | 0 | 0 | 0 | 0 | 0 | 0 | 0 | 0 | 0 | 0 | 0 | 0 | 0 | 4941 | 5078 | 6495 | 8822 | 8829 | 8589 | 9608 | 7714 | 6533 | 6624 | 5540 | 4682 | 4941 | 5078 | 6495 | 8822 | 8829 | 8589 | 9608 | 7714 | 6533 | 6624 | 5540 | 4682 | 563.558 | 579.167 | 740.812 | 1006.217 | 1007.017 | 979.702 | 1095.871 | 879.939 | 745.236 | 755.539 | 631.905 | 534.037 | 0 | 0 | 83455 | 83455 | 9519 | 2020 | solar PV | TRUE
60962 | N | . | Red Maple Solar | Terraform Arcadia | 63249 | MN | WNC | MRO |  | 22 | 2 | NAICS-22 Non-Cogen | PV | SUN | SUN | MISO | A |  | 0 | 0 | 0 | 0 | 0 | 0 | 0 | 0 | 0 | 0 | 0 | 0 | 0 | 0 | 0 | 0 | 0 | 0 | 0 | 0 | 0 | 0 | 0 | 0 | 0 | 0 | 0 | 0 | 0 | 0 | 0 | 0 | 0 | 0 | 0 | 0 | 1420 | 3148 | 3819 | 5050 | 5253 | 5693 | 5490 | 5436 | 3833 | 2869 | 2195 | 1375 | 1420 | 3148 | 3819 | 5050 | 5253 | 5693 | 5490 | 5436 | 3833 | 2869 | 2195 | 1375 | 161.916 | 359.07 | 435.656 | 575.969 | 599.126 | 649.386 | 626.183 | 620.043 | 437.24 | 327.214 | 250.415 | 156.782 | 0 | 0 | 45581 | 45581 | 5199 | 2020 | solar PV | TRUE
60964 | N | . | Apache Solar 1 | Arizona Electric Pwr Coop Inc | 796 | AZ | MTN | WECC |  | 22 | 1 | Electric Utility | PV | SUN | SUN | WALC | A |  | 0 | 0 | 0 | 0 | 0 | 0 | 0 | 0 | 0 | 0 | 0 | 0 | 0 | 0 | 0 | 0 | 0 | 0 | 0 | 0 | 0 | 0 | 0 | 0 | 0 | 0 | 0 | 0 | 0 | 0 | 0 | 0 | 0 | 0 | 0 | 0 | 28080 | 32427 | 36588 | 48909 | 52978 | 50615 | 50719 | 46629 | 42130 | 39717 | 28365 | 25179 | 28080 | 32427 | 36588 | 48909 | 52978 | 50615 | 50719 | 46629 | 42130 | 39717 | 28365 | 25179 | 3202.907 | 3698.772 | 4173.349 | 5578.743 | 6042.843 | 5773.335 | 5785.167 | 5318.659 | 4805.54 | 4530.323 | 3235.389 | 2871.973 | 0 | 0 | 482336 | 482336 | 55017 | 2020 | solar PV | TRUE
60965 | N | . | Cotten Farm, LLC | Heelstone Energy Holdings, LLC | 59462 | NC | SAT | SERC |  | 22 | 2 | NAICS-22 Non-Cogen | PV | SUN | SUN | CPLE | A |  | 0 | 0 | 0 | 0 | 0 | 0 | 0 | 0 | 0 | 0 | 0 | 0 | 0 | 0 | 0 | 0 | 0 | 0 | 0 | 0 | 0 | 0 | 0 | 0 | 0 | 0 | 0 | 0 | 0 | 0 | 0 | 0 | 0 | 0 | 0 | 0 | 4746 | 4878 | 6239 | 8474 | 8481 | 8251 | 9229 | 7411 | 6276 | 6363 | 5322 | 4497 | 4746 | 4878 | 6239 | 8474 | 8481 | 8251 | 9229 | 7411 | 6276 | 6363 | 5322 | 4497 | 541.355 | 556.351 | 711.628 | 966.577 | 967.346 | 941.107 | 1052.699 | 845.274 | 715.878 | 725.775 | 607.011 | 512.999 | 0 | 0 | 80167 | 80167 | 9144 | 2020 | solar PV | TRUE
60966 | N | . | Lind Solar CSG | Terraform Arcadia | 63249 | MN | WNC | MRO |  | 22 | 2 | NAICS-22 Non-Cogen | PV | SUN | SUN | MISO | A |  | 0 | 0 | 0 | 0 | 0 | 0 | 0 | 0 | 0 | 0 | 0 | 0 | 0 | 0 | 0 | 0 | 0 | 0 | 0 | 0 | 0 | 0 | 0 | 0 | 0 | 0 | 0 | 0 | 0 | 0 | 0 | 0 | 0 | 0 | 0 | 0 | 2233 | 4952 | 6008 | 7943 | 8262 | 8955 | 8635 | 8551 | 6030 | 4512 | 3453 | 2162 | 2233 | 4952 | 6008 | 7943 | 8262 | 8955 | 8635 | 8551 | 6030 | 4512 | 3453 | 2162 | 254.693 | 564.816 | 685.284 | 905.996 | 942.422 | 1021.48 | 984.982 | 975.325 | 687.777 | 514.706 | 393.902 | 246.617 | 0 | 0 | 71696 | 71696 | 8178 | 2020 | solar PV | TRUE
60967 | N | . | Onyx - Lamphear Road CSG | Onyx Asset Services Group | 60584 | NY | MAT | NPCC |  | 22 | 2 | NAICS-22 Non-Cogen | PV | SUN | SUN | NYIS | A |  | 0 | 0 | 0 | 0 | 0 | 0 | 0 | 0 | 0 | 0 | 0 | 0 | 0 | 0 | 0 | 0 | 0 | 0 | 0 | 0 | 0 | 0 | 0 | 0 | 0 | 0 | 0 | 0 | 0 | 0 | 0 | 0 | 0 | 0 | 0 | 0 | 1405 | 1568 | 2267 | 2274 | 2986 | 3001 | 2855 | 2424 | 2384 | 1692 | 1558 | 1054 | 1405 | 1568 | 2267 | 2274 | 2986 | 3001 | 2855 | 2424 | 2384 | 1692 | 1558 | 1054 | 160.212 | 178.872 | 258.633 | 259.34 | 340.563 | 342.363 | 325.617 | 276.472 | 271.891 | 193.03 | 177.763 | 120.244 | 0 | 0 | 25468 | 25468 | 2905 | 2020 | solar PV | TRUE
60968 | N | . | Scott-II Solar LLC | Dominion Renewable Energy | 58468 | VA | SAT | SERC |  | 22 | 2 | NAICS-22 Non-Cogen | PV | SUN | SUN | PJM | A |  | 0 | 0 | 0 | 0 | 0 | 0 | 0 | 0 | 0 | 0 | 0 | 0 | 0 | 0 | 0 | 0 | 0 | 0 | 0 | 0 | 0 | 0 | 0 | 0 | 0 | 0 | 0 | 0 | 0 | 0 | 0 | 0 | 0 | 0 | 0 | 0 | 18861 | 20231 | 28034 | 36001 | 37758 | 41829 | 46108 | 32403 | 26792 | 25765 | 20529 | 16063 | 18861 | 20231 | 28034 | 36001 | 37758 | 41829 | 46108 | 32403 | 26792 | 25765 | 20529 | 16063 | 2151.358 | 2307.609 | 3197.644 | 4106.433 | 4306.873 | 4771.188 | 5259.25 | 3696.005 | 3055.952 | 2938.879 | 2341.636 | 1832.173 | 0 | 0 | 350374 | 350374 | 39965 | 2020 | solar PV | TRUE
60971 | N | . | Michael Solar | SoCore Energy LLC | 60520 | MN | WNC | MRO |  | 22 | 2 | NAICS-22 Non-Cogen | PV | SUN | SUN | MISO | A |  | 0 | 0 | 0 | 0 | 0 | 0 | 0 | 0 | 0 | 0 | 0 | 0 | 0 | 0 | 0 | 0 | 0 | 0 | 0 | 0 | 0 | 0 | 0 | 0 | 0 | 0 | 0 | 0 | 0 | 0 | 0 | 0 | 0 | 0 | 0 | 0 | 2011 | 4459 | 5411 | 7153 | 7441 | 8065 | 7777 | 7701 | 5430 | 4064 | 3110 | 1947 | 2011 | 4459 | 5411 | 7153 | 7441 | 8065 | 7777 | 7701 | 5430 | 4064 | 3110 | 1947 | 229.372 | 508.666 | 617.158 | 815.928 | 848.733 | 919.932 | 887.062 | 878.365 | 619.403 | 463.538 | 354.743 | 222.1 | 0 | 0 | 64569 | 64569 | 7365 | 2020 | solar PV | TRUE
60974 | N | . | Glendale Battery Energy Storage System | City of Glendale - (CA) | 7294 | CA | PACC | WECC |  | 22 | 1 | Electric Utility | BA | MWH | OTH | LDWP | A | megawatthours | 0 | 0 | 1 | 0 | 0 | 0 | 1 | 0 | 1 | 1 | 1 | 1 | 0 | 0 | 1 | 0 | 0 | 0 | 1 | 0 | 1 | 1 | 1 | 1 | 0 | 0 | 0 | 0 | 0 | 0 | 0 | 0 | 0 | 0 | 0 | 0 | 0 | 0 | 0 | 0 | 0 | 0 | 0 | 0 | 0 | 0 | 0 | 0 | 0 | 0 | 0 | 0 | 0 | 0 | 0 | 0 | 0 | 0 | 0 | 0 | 0 | 0 | 0 | 0 | 0 | 0 | 0 | 0 | 0 | 0 | 0 | 0 | 6 | 6 | 0 | 0 | 0 | 2020 | other | TRUE
60975 | N | . | Whitney Point Solar | Whitney Point Solar, LLC | 60619 | CA | PACC | WECC |  | 22 | 2 | NAICS-22 Non-Cogen | PV | SUN | SUN | CISO | A |  | 0 | 0 | 0 | 0 | 0 | 0 | 0 | 0 | 0 | 0 | 0 | 0 | 0 | 0 | 0 | 0 | 0 | 0 | 0 | 0 | 0 | 0 | 0 | 0 | 0 | 0 | 0 | 0 | 0 | 0 | 0 | 0 | 0 | 0 | 0 | 0 | 22778 | 30877 | 30215 | 38080 | 49837 | 49627 | 56055 | 46440 | 36464 | 33705 | 26646 | 21097 | 22778 | 30877 | 30215 | 38080 | 49837 | 49627 | 56055 | 46440 | 36464 | 33705 | 26646 | 21097 | 2598.187 | 3521.967 | 3446.458 | 4343.507 | 5684.563 | 5660.691 | 6393.844 | 5297.123 | 4159.287 | 3844.542 | 3039.393 | 2406.438 | 0 | 0 | 441821 | 441821 | 50396 | 2020 | solar PV | TRUE
60976 | N | . | OSLH, LLC | OSLH, LLC | 60610 | OR | PACC | WECC |  | 22 | 2 | NAICS-22 Non-Cogen | PV | SUN | SUN | PACW | A |  | 0 | 0 | 0 | 0 | 0 | 0 | 0 | 0 | 0 | 0 | 0 | 0 | 0 | 0 | 0 | 0 | 0 | 0 | 0 | 0 | 0 | 0 | 0 | 0 | 0 | 0 | 0 | 0 | 0 | 0 | 0 | 0 | 0 | 0 | 0 | 0 | 5343 | 13863 | 15904 | 23240 | 22922 | 25796 | 28159 | 24209 | 18604 | 16303 | 8063 | 6609 | 5343 | 13863 | 15904 | 23240 | 22922 | 25796 | 28159 | 24209 | 18604 | 16303 | 8063 | 6609 | 609.391 | 1581.289 | 1814.042 | 2650.862 | 2614.579 | 2942.379 | 3211.942 | 2761.356 | 2122.057 | 1859.594 | 919.707 | 753.802 | 0 | 0 | 209015 | 209015 | 23841 | 2020 | solar PV | TRUE
60978 | N | . | CSUF State College | Goldman Sachs Renewable Power Group | 61944 | CA | PACC | WECC |  | 22 | 2 | NAICS-22 Non-Cogen | PV | SUN | SUN | CISO | A |  | 0 | 0 | 0 | 0 | 0 | 0 | 0 | 0 | 0 | 0 | 0 | 0 | 0 | 0 | 0 | 0 | 0 | 0 | 0 | 0 | 0 | 0 | 0 | 0 | 0 | 0 | 0 | 0 | 0 | 0 | 0 | 0 | 0 | 0 | 0 | 0 | 741 | 1004 | 983 | 1238 | 1621 | 1614 | 1823 | 1510 | 1186 | 1096 | 867 | 686 | 741 | 1004 | 983 | 1238 | 1621 | 1614 | 1823 | 1510 | 1186 | 1096 | 867 | 686 | 84.501 | 114.543 | 112.087 | 141.261 | 184.876 | 184.099 | 207.943 | 172.275 | 135.27 | 125.034 | 98.848 | 78.263 | 0 | 0 | 14369 | 14369 | 1639 | 2020 | solar PV | TRUE
60979 | N | . | CSUF Nutwood Solar | Goldman Sachs Renewable Power Group | 61944 | CA | PACC | WECC |  | 22 | 2 | NAICS-22 Non-Cogen | PV | SUN | SUN | CISO | A |  | 0 | 0 | 0 | 0 | 0 | 0 | 0 | 0 | 0 | 0 | 0 | 0 | 0 | 0 | 0 | 0 | 0 | 0 | 0 | 0 | 0 | 0 | 0 | 0 | 0 | 0 | 0 | 0 | 0 | 0 | 0 | 0 | 0 | 0 | 0 | 0 | 1435 | 1945 | 1903 | 2398 | 3139 | 3126 | 3530 | 2925 | 2297 | 2123 | 1678 | 1329 | 1435 | 1945 | 1903 | 2398 | 3139 | 3126 | 3530 | 2925 | 2297 | 2123 | 1678 | 1329 | 163.636 | 221.818 | 217.062 | 273.559 | 358.021 | 356.517 | 402.692 | 333.619 | 261.957 | 242.134 | 191.425 | 151.56 | 0 | 0 | 27828 | 27828 | 3174 | 2020 | solar PV | TRUE
60980 | N | . | ZV Solar 1 | Cypress Creek Renewables | 61060 | NC | SAT | SERC |  | 22 | 2 | NAICS-22 Non-Cogen | PV | SUN | SUN | CPLE | A |  | 0 | 0 | 0 | 0 | 0 | 0 | 0 | 0 | 0 | 0 | 0 | 0 | 0 | 0 | 0 | 0 | 0 | 0 | 0 | 0 | 0 | 0 | 0 | 0 | 0 | 0 | 0 | 0 | 0 | 0 | 0 | 0 | 0 | 0 | 0 | 0 | 4764 | 4896 | 6262 | 8505 | 8512 | 8281 | 9263 | 7438 | 6299 | 6387 | 5341 | 4514 | 4764 | 4896 | 6262 | 8505 | 8512 | 8281 | 9263 | 7438 | 6299 | 6387 | 5341 | 4514 | 543.369 | 558.42 | 714.274 | 970.171 | 970.942 | 944.606 | 1056.614 | 848.417 | 718.539 | 728.474 | 609.268 | 514.906 | 0 | 0 | 80462 | 80462 | 9178 | 2020 | solar PV | TRUE
60981 | N | . | NextEra Westside PV | Westside Solar, LLC | 60614 | CA | PACC | WECC |  | 22 | 2 | NAICS-22 Non-Cogen | PV | SUN | SUN | CISO | A |  | 0 | 0 | 0 | 0 | 0 | 0 | 0 | 0 | 0 | 0 | 0 | 0 | 0 | 0 | 0 | 0 | 0 | 0 | 0 | 0 | 0 | 0 | 0 | 0 | 0 | 0 | 0 | 0 | 0 | 0 | 0 | 0 | 0 | 0 | 0 | 0 | 22737 | 30821 | 30161 | 38011 | 49747 | 49538 | 55954 | 46356 | 36399 | 33644 | 26598 | 21059 | 22737 | 30821 | 30161 | 38011 | 49747 | 49538 | 55954 | 46356 | 36399 | 33644 | 26598 | 21059 | 2593.493 | 3515.608 | 3440.235 | 4335.664 | 5674.299 | 5650.469 | 6382.299 | 5287.558 | 4151.777 | 3837.6 | 3033.905 | 2402.093 | 0 | 0 | 441025 | 441025 | 50305 | 2020 | solar PV | TRUE
60982 | N | . | Atkinson Farm Solar | Atkinson Farm, LLC | 60616 | NC | SAT | SERC |  | 22 | 2 | NAICS-22 Non-Cogen | PV | SUN | SUN | CPLE | A |  | 0 | 0 | 0 | 0 | 0 | 0 | 0 | 0 | 0 | 0 | 0 | 0 | 0 | 0 | 0 | 0 | 0 | 0 | 0 | 0 | 0 | 0 | 0 | 0 | 0 | 0 | 0 | 0 | 0 | 0 | 0 | 0 | 0 | 0 | 0 | 0 | 4546 | 4672 | 5976 | 8117 | 8124 | 7903 | 8840 | 7099 | 6012 | 6095 | 5098 | 4308 | 4546 | 4672 | 5976 | 8117 | 8124 | 7903 | 8840 | 7099 | 6012 | 6095 | 5098 | 4308 | 518.564 | 532.926 | 681.666 | 925.88 | 926.616 | 901.482 | 1008.376 | 809.685 | 685.736 | 695.217 | 581.453 | 491.399 | 0 | 0 | 76790 | 76790 | 8759 | 2020 | solar PV | TRUE
60983 | N | . | Buckthorn Wind Project | Buckthorn Wind Project, LLC | 60617 | TX | WSC | TRE |  | 22 | 2 | NAICS-22 Non-Cogen | WT | WND | WND | ERCO | M |  | 0 | 0 | 0 | 0 | 0 | 0 | 0 | 0 | 0 | 0 | 0 | 0 | 0 | 0 | 0 | 0 | 0 | 0 | 0 | 0 | 0 | 0 | 0 | 0 | 0 | 0 | 0 | 0 | 0 | 0 | 0 | 0 | 0 | 0 | 0 | 0 | 432774 | 403177 | 294711 | 286593 | 275424 | 279194 | 237104 | 216194 | 282324 | 257995 | 312395 | 293274 | 432774 | 403177 | 294711 | 286593 | 275424 | 279194 | 237104 | 216194 | 282324 | 257995 | 312395 | 293274 | 49364 | 45988 | 33616 | 32690 | 31416 | 31846 | 27045 | 24660 | 32203 | 29428 | 35633 | 33452 | 0 | 0 | 3571159 | 3571159 | 407341 | 2020 | onshore wind | TRUE
60984 | N | . | Lindberg Field Solar 2 | Lindberg Field Solar 2, LLC | 60618 | CA | PACC | WECC |  | 22 | 2 | NAICS-22 Non-Cogen | PV | SUN | SUN | CISO | A |  | 0 | 0 | 0 | 0 | 0 | 0 | 0 | 0 | 0 | 0 | 0 | 0 | 0 | 0 | 0 | 0 | 0 | 0 | 0 | 0 | 0 | 0 | 0 | 0 | 0 | 0 | 0 | 0 | 0 | 0 | 0 | 0 | 0 | 0 | 0 | 0 | 2194 | 2975 | 2911 | 3668 | 4801 | 4781 | 5400 | 4474 | 3513 | 3247 | 2567 | 2032 | 2194 | 2975 | 2911 | 3668 | 4801 | 4781 | 5400 | 4474 | 3513 | 3247 | 2567 | 2032 | 250.3 | 339.296 | 332.022 | 418.441 | 547.634 | 545.334 | 615.964 | 510.309 | 400.693 | 370.372 | 292.806 | 231.829 | 0 | 0 | 42563 | 42563 | 4855 | 2020 | solar PV | TRUE
60985 | N | . | Elizabethtown Solar | Elizabethtown Solar LLC | 60620 | PA | MAT | RFC |  | 22 | 2 | NAICS-22 Non-Cogen | PV | SUN | SUN | PJM | A |  | 0 | 0 | 0 | 0 | 0 | 0 | 0 | 0 | 0 | 0 | 0 | 0 | 0 | 0 | 0 | 0 | 0 | 0 | 0 | 0 | 0 | 0 | 0 | 0 | 0 | 0 | 0 | 0 | 0 | 0 | 0 | 0 | 0 | 0 | 0 | 0 | 1242 | 1493 | 2224 | 2233 | 2820 | 2951 | 2777 | 2559 | 2212 | 1658 | 1520 | 955 | 1242 | 1493 | 2224 | 2233 | 2820 | 2951 | 2777 | 2559 | 2212 | 1658 | 1520 | 955 | 141.71 | 170.266 | 253.698 | 254.683 | 321.643 | 336.593 | 316.809 | 291.923 | 252.266 | 189.065 | 173.399 | 108.945 | 0 | 0 | 24644 | 24644 | 2811 | 2020 | solar PV | TRUE
60987 | N | . | Santa Rita Wind Energy | BHE Renewables, LLC | 59359 | TX | WSC | TRE |  | 22 | 2 | NAICS-22 Non-Cogen | WT | WND | WND | ERCO | M |  | 0 | 0 | 0 | 0 | 0 | 0 | 0 | 0 | 0 | 0 | 0 | 0 | 0 | 0 | 0 | 0 | 0 | 0 | 0 | 0 | 0 | 0 | 0 | 0 | 0 | 0 | 0 | 0 | 0 | 0 | 0 | 0 | 0 | 0 | 0 | 0 | 1015376 | 980589 | 933037 | 1016341 | 1075176 | 1103081 | 954674 | 962731 | 600724 | 1034638 | 506382 | 1024854 | 1015376 | 980589 | 933037 | 1016341 | 1075176 | 1103081 | 954674 | 962731 | 600724 | 1034638 | 506382 | 1024854 | 115818 | 111850 | 106426 | 115928 | 122639 | 125822 | 108894 | 109813 | 68521 | 118015 | 57760 | 116899 | 0 | 0 | 11207603 | 11207603 | 1278385 | 2020 | onshore wind | TRUE
60989 | N | . | SolaireHolman Solar Project | SolaireHolman 1, LLC | 60636 | TX | WSC | TRE |  | 22 | 2 | NAICS-22 Non-Cogen | PV | SUN | SUN | ERCO | M |  | 0 | 0 | 0 | 0 | 0 | 0 | 0 | 0 | 0 | 0 | 0 | 0 | 0 | 0 | 0 | 0 | 0 | 0 | 0 | 0 | 0 | 0 | 0 | 0 | 0 | 0 | 0 | 0 | 0 | 0 | 0 | 0 | 0 | 0 | 0 | 0 | 64332 | 63999 | 84794 | 112437 | 112261 | 114164 | 115242 | 107133 | 89458 | 76422 | 79394 | 66331 | 64332 | 63999 | 84794 | 112437 | 112261 | 114164 | 115242 | 107133 | 89458 | 76422 | 79394 | 66331 | 7338 | 7300 | 9672 | 12825 | 12805 | 13022 | 13145 | 12220 | 10204 | 8717 | 9056 | 7566 | 0 | 0 | 1085967 | 1085967 | 123870 | 2020 | solar PV | TRUE
60990 | N | . | Florence Solar W3-080, LLC | Florence Solar W3-080, LLC | 60612 | NJ | MAT | RFC |  | 22 | 2 | NAICS-22 Non-Cogen | PV | SUN | SUN | PJM | A |  | 0 | 0 | 0 | 0 | 0 | 0 | 0 | 0 | 0 | 0 | 0 | 0 | 0 | 0 | 0 | 0 | 0 | 0 | 0 | 0 | 0 | 0 | 0 | 0 | 0 | 0 | 0 | 0 | 0 | 0 | 0 | 0 | 0 | 0 | 0 | 0 | 5431 | 6102 | 8739 | 9088 | 11894 | 12485 | 11759 | 10160 | 9336 | 6741 | 6186 | 4284 | 5431 | 6102 | 8739 | 9088 | 11894 | 12485 | 11759 | 10160 | 9336 | 6741 | 6186 | 4284 | 619.496 | 696.008 | 996.844 | 1036.608 | 1356.64 | 1424.102 | 1341.283 | 1158.917 | 1064.854 | 768.955 | 705.606 | 488.687 | 0 | 0 | 102205 | 102205 | 11658 | 2020 | solar PV | TRUE
60991 | N | . | Sterling I Wind Farm | AEM Wind LLC | 60634 | NM | MTN | MRO |  | 22 | 2 | NAICS-22 Non-Cogen | WT | WND | WND | SWPP | M |  | 0 | 0 | 0 | 0 | 0 | 0 | 0 | 0 | 0 | 0 | 0 | 0 | 0 | 0 | 0 | 0 | 0 | 0 | 0 | 0 | 0 | 0 | 0 | 0 | 0 | 0 | 0 | 0 | 0 | 0 | 0 | 0 | 0 | 0 | 0 | 0 | 115532 | 98199 | 110999 | 103109 | 102662 | 117758 | 80841 | 82638 | 75835 | 102302 | 111227 | 108053 | 115532 | 98199 | 110999 | 103109 | 102662 | 117758 | 80841 | 82638 | 75835 | 102302 | 111227 | 108053 | 13178 | 11201 | 12661 | 11761 | 11710 | 13432 | 9221 | 9426 | 8650 | 11669 | 12687 | 12325 | 0 | 0 | 1209155 | 1209155 | 137921 | 2020 | onshore wind | TRUE
60992 | N | . | Northern Cardinal Solar | Terraform Arcadia | 63249 | NC | SAT | SERC |  | 22 | 2 | NAICS-22 Non-Cogen | PV | SUN | SUN | PJM | A |  | 0 | 0 | 0 | 0 | 0 | 0 | 0 | 0 | 0 | 0 | 0 | 0 | 0 | 0 | 0 | 0 | 0 | 0 | 0 | 0 | 0 | 0 | 0 | 0 | 0 | 0 | 0 | 0 | 0 | 0 | 0 | 0 | 0 | 0 | 0 | 0 | 1947 | 2001 | 2560 | 3477 | 3480 | 3385 | 3787 | 3041 | 2575 | 2611 | 2184 | 1845 | 1947 | 2001 | 2560 | 3477 | 3480 | 3385 | 3787 | 3041 | 2575 | 2611 | 2184 | 1845 | 222.131 | 228.284 | 291.998 | 396.609 | 396.925 | 386.158 | 431.948 | 346.836 | 293.742 | 297.803 | 249.071 | 210.495 | 0 | 0 | 32893 | 32893 | 3752 | 2020 | solar PV | TRUE
60993 | N | . | Darlington Solar, LLC | Darlington Solar, LLC | 60611 | SC | SAT | SERC |  | 22 | 2 | NAICS-22 Non-Cogen | PV | SUN | SUN | CPLE | A |  | 0 | 0 | 0 | 0 | 0 | 0 | 0 | 0 | 0 | 0 | 0 | 0 | 0 | 0 | 0 | 0 | 0 | 0 | 0 | 0 | 0 | 0 | 0 | 0 | 0 | 0 | 0 | 0 | 0 | 0 | 0 | 0 | 0 | 0 | 0 | 0 | 7864 | 8290 | 10591 | 13508 | 14950 | 13102 | 14884 | 12488 | 10573 | 10463 | 8289 | 7835 | 7864 | 8290 | 10591 | 13508 | 14950 | 13102 | 14884 | 12488 | 10573 | 10463 | 8289 | 7835 | 897.029 | 945.633 | 1208.054 | 1540.75 | 1705.312 | 1494.415 | 1697.705 | 1424.476 | 1205.953 | 1193.434 | 945.503 | 893.736 | 0 | 0 | 132837 | 132837 | 15152 | 2020 | solar PV | TRUE
60994 | N | . | French's Landfill PV | Brick Standard, LLC | 60640 | NJ | MAT | RFC |  | 421 | 4 | Commercial NAICS Non-Cogen | PV | SUN | SUN | PJM | A |  | 0 | 0 | 0 | 0 | 0 | 0 | 0 | 0 | 0 | 0 | 0 | 0 | 0 | 0 | 0 | 0 | 0 | 0 | 0 | 0 | 0 | 0 | 0 | 0 | 0 | 0 | 0 | 0 | 0 | 0 | 0 | 0 | 0 | 0 | 0 | 0 | 3180 | 3573 | 5117 | 5321 | 6964 | 7310 | 6885 | 5949 | 5466 | 3947 | 3622 | 2509 | 3180 | 3573 | 5117 | 5321 | 6964 | 7310 | 6885 | 5949 | 5466 | 3947 | 3622 | 2509 | 362.728 | 407.527 | 583.673 | 606.955 | 794.341 | 833.841 | 785.349 | 678.57 | 623.494 | 450.239 | 413.147 | 286.136 | 0 | 0 | 59843 | 59843 | 6826 | 2020 | solar PV | FALSE
60995 | N | . | Ramona Solar Energy | San Diego Gas & Electric Co | 16609 | CA | PACC | WECC |  | 22 | 1 | Electric Utility | PV | SUN | SUN | CISO | A |  | 0 | 0 | 0 | 0 | 0 | 0 | 0 | 0 | 0 | 0 | 0 | 0 | 0 | 0 | 0 | 0 | 0 | 0 | 0 | 0 | 0 | 0 | 0 | 0 | 0 | 0 | 0 | 0 | 0 | 0 | 0 | 0 | 0 | 0 | 0 | 0 | 2777 | 3764 | 3683 | 4642 | 6075 | 6049 | 6833 | 5661 | 4445 | 4108 | 3248 | 2572 | 2777 | 3764 | 3683 | 4642 | 6075 | 6049 | 6833 | 5661 | 4445 | 4108 | 3248 | 2572 | 316.702 | 429.309 | 420.105 | 529.45 | 692.918 | 690.008 | 779.375 | 645.691 | 506.995 | 468.629 | 370.486 | 293.332 | 0 | 0 | 53857 | 53857 | 6143 | 2020 | solar PV | TRUE
60996 | N | . | Iron Horse Battery Storage Hybrid | Iron Horse Battery Storage, LLC | 60633 | AZ | MTN | WECC |  | 22 | 2 | NAICS-22 Non-Cogen | BA | MWH | OTH | TEPC | A | megawatthours | 78 | 83 | 81 | 76 | 55 | 47 | 65 | 66 | 61 | 78 | 73 | 87 | 78 | 83 | 81 | 76 | 55 | 47 | 65 | 66 | 61 | 78 | 73 | 87 | 0 | 0 | 0 | 0 | 0 | 0 | 0 | 0 | 0 | 0 | 0 | 0 | 0 | 0 | 0 | 0 | 0 | 0 | 0 | 0 | 0 | 0 | 0 | 0 | 0 | 0 | 0 | 0 | 0 | 0 | 0 | 0 | 0 | 0 | 0 | 0 | -28.874 | -31.349 | -30.501 | -28.53 | -20.81 | -17.834 | -24.646 | -24.921 | -22.882 | -29.513 | -27.315 | -32.825 | 850 | 850 | 0 | 0 | -320 | 2020 | other | TRUE
60996 | N | . | Iron Horse Battery Storage Hybrid | Iron Horse Battery Storage, LLC | 60633 | AZ | MTN | WECC |  | 22 | 2 | NAICS-22 Non-Cogen | PV | SUN | SUN | TEPC | A |  | 0 | 0 | 0 | 0 | 0 | 0 | 0 | 0 | 0 | 0 | 0 | 0 | 0 | 0 | 0 | 0 | 0 | 0 | 0 | 0 | 0 | 0 | 0 | 0 | 0 | 0 | 0 | 0 | 0 | 0 | 0 | 0 | 0 | 0 | 0 | 0 | 1727 | 1994 | 2250 | 3007 | 3258 | 3112 | 3119 | 2867 | 2591 | 2442 | 1744 | 1548 | 1727 | 1994 | 2250 | 3007 | 3258 | 3112 | 3119 | 2867 | 2591 | 2442 | 1744 | 1548 | 196.947 | 227.438 | 256.62 | 343.037 | 371.575 | 355.003 | 355.73 | 327.045 | 295.493 | 278.57 | 198.944 | 176.598 | 0 | 0 | 29659 | 29659 | 3383 | 2020 | solar PV | TRUE
60997 | N | . | Everett PV1 | Ecoplexus, Inc | 58970 | NC | SAT | SERC |  | 22 | 2 | NAICS-22 Non-Cogen | PV | SUN | SUN | PJM | A |  | 0 | 0 | 0 | 0 | 0 | 0 | 0 | 0 | 0 | 0 | 0 | 0 | 0 | 0 | 0 | 0 | 0 | 0 | 0 | 0 | 0 | 0 | 0 | 0 | 0 | 0 | 0 | 0 | 0 | 0 | 0 | 0 | 0 | 0 | 0 | 0 | 7651 | 7863 | 10058 | 13661 | 13672 | 13301 | 14878 | 11946 | 10118 | 10258 | 8579 | 7250 | 7651 | 7863 | 10058 | 13661 | 13672 | 13301 | 14878 | 11946 | 10118 | 10258 | 8579 | 7250 | 872.718 | 896.891 | 1147.212 | 1558.214 | 1559.453 | 1517.154 | 1697.052 | 1362.662 | 1154.063 | 1170.018 | 978.56 | 827.003 | 0 | 0 | 129235 | 129235 | 14741 | 2020 | solar PV | TRUE
60998 | N | . | Underwood PV2 | Ecoplexus, Inc | 58970 | NC | SAT | SERC |  | 22 | 2 | NAICS-22 Non-Cogen | PV | SUN | SUN | PJM | A |  | . | . | . | . | . | . | . | . | . | 0 | 0 | 0 | . | . | . | . | . | . | . | . | . | 0 | 0 | 0 | . | . | . | . | . | . | . | . | . | 0 | 0 | 0 | . | . | . | . | . | . | . | . | . | 8387 | 7015 | 5928 | . | . | . | . | . | . | . | . | . | 8387 | 7015 | 5928 | . | . | . | . | . | . | . | . | . | 956.672 | 800.125 | 676.203 | 0 | 0 | 21330 | 21330 | 2433 | 2020 | solar PV | TRUE
60999 | N | . | Reading Wind Project | Southern Power Co | 17650 | KS | WNC | MRO |  | 22 | 2 | NAICS-22 Non-Cogen | WT | WND | WND | SWPP | M |  | . | . | . | . | 0 | 0 | 0 | 0 | 0 | 0 | 0 | 0 | . | . | . | . | 0 | 0 | 0 | 0 | 0 | 0 | 0 | 0 | . | . | . | . | 0 | 0 | 0 | 0 | 0 | 0 | 0 | 0 | . | . | . | . | 118425 | 449651 | 256189 | 309063 | 386379 | 500000 | 663697 | 511134 | . | . | . | . | 118425 | 449651 | 256189 | 309063 | 386379 | 500000 | 663697 | 511134 | . | . | . | . | 13508 | 51289 | 29222 | 35253 | 44072 | 57032 | 75704 | 58302 | 0 | 0 | 3194538 | 3194538 | 364382 | 2020 | onshore wind | TRUE
61000 | N | . | King Mill | Augusta Canal Authority | 55810 | GA | SAT | SERC |  | 313 | 6 | Industrial NAICS Non-Cogen | HY | WAT | HYC | SOCO | A |  | 0 | 0 | 0 | 0 | 0 | 0 | 0 | 0 | 0 | 0 | 0 | 0 | 0 | 0 | 0 | 0 | 0 | 0 | 0 | 0 | 0 | 0 | 0 | 0 | 0 | 0 | 0 | 0 | 0 | 0 | 0 | 0 | 0 | 0 | 0 | 0 | 7958 | 10205 | 11928 | 6662 | 6327 | 6020 | 6234 | 7381 | 7843 | 5501 | 6067 | 4809 | 7958 | 10205 | 11928 | 6662 | 6327 | 6020 | 6234 | 7381 | 7843 | 5501 | 6067 | 4809 | 907.671 | 1164.021 | 1360.565 | 759.881 | 721.703 | 686.64 | 711.039 | 841.902 | 894.613 | 627.433 | 691.994 | 548.538 | 0 | 0 | 86935 | 86935 | 9916 | 2020 | hydro | FALSE
61001 | N | . | Cactus Flats Wind Energy Project | Southern Power Co | 17650 | TX | WSC | TRE |  | 22 | 2 | NAICS-22 Non-Cogen | WT | WND | WND | ERCO | M |  | 0 | 0 | 0 | 0 | 0 | 0 | 0 | 0 | 0 | 0 | 0 | 0 | 0 | 0 | 0 | 0 | 0 | 0 | 0 | 0 | 0 | 0 | 0 | 0 | 0 | 0 | 0 | 0 | 0 | 0 | 0 | 0 | 0 | 0 | 0 | 0 | 414214 | 391227 | 353442 | 353319 | 418291 | 395611 | 325659 | 292695 | 229608 | 337600 | 396908 | 411856 | 414214 | 391227 | 353442 | 353319 | 418291 | 395611 | 325659 | 292695 | 229608 | 337600 | 396908 | 411856 | 47247 | 44625 | 40315 | 40301 | 47712 | 45125 | 37146 | 33386 | 26190 | 38508 | 45273 | 46978 | 0 | 0 | 4320430 | 4320430 | 492806 | 2020 | onshore wind | TRUE
61002 | N | . | WED Portsmouth One, LLC | WED Portsmouth One, LLC | 60621 | RI | NEW | NPCC |  | 22 | 2 | NAICS-22 Non-Cogen | WT | WND | WND | ISNE | A |  | 0 | 0 | 0 | 0 | 0 | 0 | 0 | 0 | 0 | 0 | 0 | 0 | 0 | 0 | 0 | 0 | 0 | 0 | 0 | 0 | 0 | 0 | 0 | 0 | 0 | 0 | 0 | 0 | 0 | 0 | 0 | 0 | 0 | 0 | 0 | 0 | 4272 | 3652 | 4832 | 4849 | 4311 | 2455 | 2466 | 2296 | 2534 | 3070 | 4399 | 4962 | 4272 | 3652 | 4832 | 4849 | 4311 | 2455 | 2466 | 2296 | 2534 | 3070 | 4399 | 4962 | 487.254 | 416.562 | 551.197 | 553.094 | 491.732 | 280.03 | 281.336 | 261.898 | 289.018 | 350.131 | 501.747 | 566.001 | 0 | 0 | 44098 | 44098 | 5030 | 2020 | onshore wind | TRUE
61003 | N | . | Musgrave East Solar Farm | Artemis Solar LLC | 60643 | NY | MAT | NPCC |  | 22 | 2 | NAICS-22 Non-Cogen | PV | SUN | SUN | NYIS | A |  | 0 | 0 | 0 | 0 | 0 | 0 | 0 | 0 | 0 | 0 | 0 | 0 | 0 | 0 | 0 | 0 | 0 | 0 | 0 | 0 | 0 | 0 | 0 | 0 | 0 | 0 | 0 | 0 | 0 | 0 | 0 | 0 | 0 | 0 | 0 | 0 | 1508 | 1683 | 2434 | 2440 | 3205 | 3222 | 3064 | 2602 | 2558 | 1816 | 1673 | 1131 | 1508 | 1683 | 2434 | 2440 | 3205 | 3222 | 3064 | 2602 | 2558 | 1816 | 1673 | 1131 | 171.958 | 191.987 | 277.596 | 278.355 | 365.534 | 367.466 | 349.492 | 296.743 | 291.827 | 207.184 | 190.797 | 129.061 | 0 | 0 | 27336 | 27336 | 3118 | 2020 | solar PV | TRUE
61004 | N | . | Whirlpool Corporation - Ottawa Wind Farm | OEE XXIV LLC | 60644 | OH | ENC | RFC |  | 335 | 6 | Industrial NAICS Non-Cogen | WT | WND | WND | PJM | A |  | 0 | 0 | 0 | 0 | 0 | 0 | 0 | 0 | 0 | 0 | 0 | 0 | 0 | 0 | 0 | 0 | 0 | 0 | 0 | 0 | 0 | 0 | 0 | 0 | 0 | 0 | 0 | 0 | 0 | 0 | 0 | 0 | 0 | 0 | 0 | 0 | 3478 | 3333 | 3202 | 3121 | 3286 | 2621 | 1521 | 1390 | 2298 | 3052 | 4333 | 4221 | 3478 | 3333 | 3202 | 3121 | 3286 | 2621 | 1521 | 1390 | 2298 | 3052 | 4333 | 4221 | 396.668 | 380.21 | 365.285 | 355.989 | 374.857 | 298.945 | 173.525 | 158.546 | 262.091 | 348.164 | 494.225 | 481.495 | 0 | 0 | 35856 | 35856 | 4090 | 2020 | onshore wind | FALSE
61005 | N | . | Whirlpool Corporation - Marion Wind Farm | OEE XXIII LLC | 60645 | OH | ENC | RFC |  | 335 | 6 | Industrial NAICS Non-Cogen | WT | WND | WND | PJM | A |  | 0 | 0 | 0 | 0 | 0 | 0 | 0 | 0 | 0 | 0 | 0 | 0 | 0 | 0 | 0 | 0 | 0 | 0 | 0 | 0 | 0 | 0 | 0 | 0 | 0 | 0 | 0 | 0 | 0 | 0 | 0 | 0 | 0 | 0 | 0 | 0 | 8010 | 7678 | 7377 | 7189 | 7570 | 6037 | 3504 | 3202 | 5293 | 7031 | 9980 | 9723 | 8010 | 7678 | 7377 | 7189 | 7570 | 6037 | 3504 | 3202 | 5293 | 7031 | 9980 | 9723 | 913.697 | 875.784 | 841.405 | 819.993 | 863.454 | 688.596 | 399.702 | 365.198 | 603.706 | 801.97 | 1138.409 | 1109.086 | 0 | 0 | 82594 | 82594 | 9421 | 2020 | onshore wind | FALSE
61006 | N | . | SCDA Solar 1 | SCDA Solar 1, LLC | 60648 | CA | PACC | WECC |  | 22 | 2 | NAICS-22 Non-Cogen | PV | SUN | SUN | CISO | A |  | 0 | 0 | 0 | 0 | 0 | 0 | 0 | 0 | 0 | 0 | 0 | 0 | 0 | 0 | 0 | 0 | 0 | 0 | 0 | 0 | 0 | 0 | 0 | 0 | 0 | 0 | 0 | 0 | 0 | 0 | 0 | 0 | 0 | 0 | 0 | 0 | 6504 | 8817 | 8628 | 10873 | 14230 | 14170 | 16006 | 13260 | 10412 | 9624 | 7609 | 6024 | 6504 | 8817 | 8628 | 10873 | 14230 | 14170 | 16006 | 13260 | 10412 | 9624 | 7609 | 6024 | 741.881 | 1005.657 | 984.097 | 1240.239 | 1623.162 | 1616.345 | 1825.689 | 1512.533 | 1187.637 | 1097.765 | 867.864 | 687.131 | 0 | 0 | 126157 | 126157 | 14390 | 2020 | solar PV | TRUE
61007 | N | . | Redbrook Community Solar 1 | Redbrook Solar 1, LLC | 60649 | MA | NEW | NPCC |  | 22 | 2 | NAICS-22 Non-Cogen | PV | SUN | SUN | ISNE | A |  | 0 | 0 | 0 | 0 | 0 | 0 | 0 | 0 | 0 | 0 | 0 | 0 | 0 | 0 | 0 | 0 | 0 | 0 | 0 | 0 | 0 | 0 | 0 | 0 | 0 | 0 | 0 | 0 | 0 | 0 | 0 | 0 | 0 | 0 | 0 | 0 | 2799 | 3666 | 5578 | 5348 | 7539 | 7123 | 7015 | 6631 | 5757 | 4186 | 2994 | 2278 | 2799 | 3666 | 5578 | 5348 | 7539 | 7123 | 7015 | 6631 | 5757 | 4186 | 2994 | 2278 | 319.211 | 418.116 | 636.199 | 609.99 | 859.97 | 812.496 | 800.133 | 756.368 | 656.722 | 477.459 | 341.466 | 259.87 | 0 | 0 | 60914 | 60914 | 6948 | 2020 | solar PV | TRUE
61008 | N | . | Brook Street Solar 1 CSG | Brook Street Solar 1, LLC | 60650 | MA | NEW | NPCC |  | 22 | 2 | NAICS-22 Non-Cogen | PV | SUN | SUN | ISNE | A |  | 0 | 0 | 0 | 0 | 0 | 0 | 0 | 0 | 0 | 0 | 0 | 0 | 0 | 0 | 0 | 0 | 0 | 0 | 0 | 0 | 0 | 0 | 0 | 0 | 0 | 0 | 0 | 0 | 0 | 0 | 0 | 0 | 0 | 0 | 0 | 0 | 3405 | 4460 | 6787 | 6507 | 9174 | 8667 | 8535 | 8068 | 7005 | 5093 | 3643 | 2772 | 3405 | 4460 | 6787 | 6507 | 9174 | 8667 | 8535 | 8068 | 7005 | 5093 | 3643 | 2772 | 388.401 | 508.744 | 774.098 | 742.207 | 1046.371 | 988.607 | 973.564 | 920.313 | 799.068 | 580.949 | 415.48 | 316.198 | 0 | 0 | 74116 | 74116 | 8454 | 2020 | solar PV | TRUE
61009 | N | . | Spring Street Solar 1 CSG | Spring Street Solar 1, LLC | 60651 | MA | NEW | NPCC |  | 22 | 2 | NAICS-22 Non-Cogen | PV | SUN | SUN | ISNE | A |  | 0 | 0 | 0 | 0 | 0 | 0 | 0 | 0 | 0 | 0 | 0 | 0 | 0 | 0 | 0 | 0 | 0 | 0 | 0 | 0 | 0 | 0 | 0 | 0 | 0 | 0 | 0 | 0 | 0 | 0 | 0 | 0 | 0 | 0 | 0 | 0 | 1309 | 1714 | 2608 | 2501 | 3526 | 3331 | 3280 | 3101 | 2692 | 1957 | 1400 | 1065 | 1309 | 1714 | 2608 | 2501 | 3526 | 3331 | 3280 | 3101 | 2692 | 1957 | 1400 | 1065 | 149.27 | 195.518 | 297.497 | 285.241 | 402.136 | 379.936 | 374.155 | 353.69 | 307.094 | 223.268 | 159.675 | 121.52 | 0 | 0 | 28484 | 28484 | 3249 | 2020 | solar PV | TRUE
61010 | N | . | Bullock Road Solar 1 | Bullock Road Solar 1, LLC | 60655 | MA | NEW | NPCC |  | 22 | 2 | NAICS-22 Non-Cogen | PV | SUN | SUN | ISNE | A |  | 0 | 0 | 0 | 0 | 0 | 0 | 0 | 0 | 0 | 0 | 0 | 0 | 0 | 0 | 0 | 0 | 0 | 0 | 0 | 0 | 0 | 0 | 0 | 0 | 0 | 0 | 0 | 0 | 0 | 0 | 0 | 0 | 0 | 0 | 0 | 0 | 3029 | 3967 | 6036 | 5787 | 8159 | 7709 | 7591 | 7176 | 6231 | 4530 | 3240 | 2466 | 3029 | 3967 | 6036 | 5787 | 8159 | 7709 | 7591 | 7176 | 6231 | 4530 | 3240 | 2466 | 345.446 | 452.478 | 688.484 | 660.12 | 930.643 | 879.268 | 865.889 | 818.527 | 710.693 | 516.697 | 369.528 | 281.227 | 0 | 0 | 65921 | 65921 | 7519 | 2020 | solar PV | TRUE
61011 | N | . | Chestnut Solar | Chestnut Solar LLC | 60656 | NC | SAT | SERC |  | 22 | 2 | NAICS-22 Non-Cogen | PV | SUN | SUN | PJM | M |  | . | . | 0 | 0 | 0 | 0 | 0 | 0 | 0 | 0 | 0 | 0 | . | . | 0 | 0 | 0 | 0 | 0 | 0 | 0 | 0 | 0 | 0 | . | . | 0 | 0 | 0 | 0 | 0 | 0 | 0 | 0 | 0 | 0 | . | . | 96542 | 142280 | 143051 | 143253 | 166748 | 105274 | 98646 | 88117 | 68935 | 66743 | . | . | 96542 | 142280 | 143051 | 143253 | 166748 | 105274 | 98646 | 88117 | 68935 | 66743 | . | . | 11012 | 16229 | 16317 | 16340 | 19020 | 12008 | 11252 | 10051 | 7863 | 7613 | 0 | 0 | 1119589 | 1119589 | 127705 | 2020 | solar PV | TRUE
61012 | N | . | Mill Seat Renewable Energy Facility | WM Renewable Energy LLC | 54842 | NY | MAT | NPCC |  | 22 | 2 | NAICS-22 Non-Cogen | IC | LFG | MLG | NYIS | A | mcf | 97529 | 96201 | 98887 | 96200 | 102980 | 94518 | 96503 | 104628 | 92255 | 101474 | 97854 | 102948 | 97529 | 96201 | 98887 | 96200 | 102980 | 94518 | 96503 | 104628 | 92255 | 101474 | 97854 | 102948 | 0.554 | 0.554 | 0.554 | 0.554 | 0.554 | 0.554 | 0.554 | 0.554 | 0.554 | 0.554 | 0.554 | 0.554 | 54031 | 53295 | 54783 | 53295 | 57051 | 52363 | 53463 | 57964 | 51109 | 56217 | 54211 | 57033 | 54031 | 53295 | 54783 | 53295 | 57051 | 52363 | 53463 | 57964 | 51109 | 56217 | 54211 | 57033 | 4432.519 | 4372.204 | 4494.261 | 4372.146 | 4680.257 | 4295.694 | 4385.89 | 4755.2 | 4192.854 | 4611.817 | 4447.314 | 4678.844 | 1181977 | 1181977 | 654815 | 654815 | 53719 | 2020 | biomass | TRUE
61013 | N | . | Marin Clean Energy Solar One | Sustainable Power Group, LLC | 58661 | CA | PACC | WECC |  | 22 | 2 | NAICS-22 Non-Cogen | PV | SUN | SUN | CISO | A |  | 0 | 0 | 0 | 0 | 0 | 0 | 0 | 0 | 0 | 0 | 0 | 0 | 0 | 0 | 0 | 0 | 0 | 0 | 0 | 0 | 0 | 0 | 0 | 0 | 0 | 0 | 0 | 0 | 0 | 0 | 0 | 0 | 0 | 0 | 0 | 0 | 9247 | 12535 | 12266 | 15459 | 20232 | 20147 | 22756 | 18853 | 14803 | 13683 | 10817 | 8565 | 9247 | 12535 | 12266 | 15459 | 20232 | 20147 | 22756 | 18853 | 14803 | 13683 | 10817 | 8565 | 1054.773 | 1429.795 | 1399.141 | 1763.311 | 2307.732 | 2298.041 | 2595.675 | 2150.445 | 1688.524 | 1560.748 | 1233.886 | 976.929 | 0 | 0 | 179363 | 179363 | 20459 | 2020 | solar PV | TRUE
61015 | N | . | Musgrave West Solar Farm | Artemis Solar LLC | 60643 | NY | MAT | NPCC |  | 22 | 2 | NAICS-22 Non-Cogen | PV | SUN | SUN | NYIS | A |  | 0 | 0 | 0 | 0 | 0 | 0 | 0 | 0 | 0 | 0 | 0 | 0 | 0 | 0 | 0 | 0 | 0 | 0 | 0 | 0 | 0 | 0 | 0 | 0 | 0 | 0 | 0 | 0 | 0 | 0 | 0 | 0 | 0 | 0 | 0 | 0 | 1556 | 1737 | 2512 | 2519 | 3307 | 3325 | 3162 | 2685 | 2640 | 1875 | 1726 | 1168 | 1556 | 1737 | 2512 | 2519 | 3307 | 3325 | 3162 | 2685 | 2640 | 1875 | 1726 | 1168 | 177.476 | 198.144 | 286.499 | 287.282 | 377.257 | 379.251 | 360.701 | 306.26 | 301.186 | 213.828 | 196.916 | 133.2 | 0 | 0 | 28212 | 28212 | 3218 | 2020 | solar PV | TRUE
61016 | N | . | Stafford St Solar 1 CSG | Stafford St Solar 1, LLC | 60652 | MA | NEW | NPCC |  | 22 | 2 | NAICS-22 Non-Cogen | PV | SUN | SUN | ISNE | A |  | 0 | 0 | 0 | 0 | 0 | 0 | 0 | 0 | 0 | 0 | 0 | 0 | 0 | 0 | 0 | 0 | 0 | 0 | 0 | 0 | 0 | 0 | 0 | 0 | 0 | 0 | 0 | 0 | 0 | 0 | 0 | 0 | 0 | 0 | 0 | 0 | 1356 | 1776 | 2703 | 2592 | 3654 | 3452 | 3399 | 3213 | 2790 | 2028 | 1451 | 1104 | 1356 | 1776 | 2703 | 2592 | 3654 | 3452 | 3399 | 3213 | 2790 | 2028 | 1451 | 1104 | 154.692 | 202.619 | 308.302 | 295.601 | 416.741 | 393.735 | 387.744 | 366.536 | 318.247 | 231.376 | 165.474 | 125.933 | 0 | 0 | 29518 | 29518 | 3367 | 2020 | solar PV | TRUE
61017 | N | . | Stafford St 2 Community Solar | Stafford St Solar 2, LLC | 60653 | MA | NEW | NPCC |  | 22 | 2 | NAICS-22 Non-Cogen | PV | SUN | SUN | ISNE | A |  | 0 | 0 | 0 | 0 | 0 | 0 | 0 | 0 | 0 | 0 | 0 | 0 | 0 | 0 | 0 | 0 | 0 | 0 | 0 | 0 | 0 | 0 | 0 | 0 | 0 | 0 | 0 | 0 | 0 | 0 | 0 | 0 | 0 | 0 | 0 | 0 | 1407 | 1842 | 2803 | 2688 | 3789 | 3580 | 3526 | 3333 | 2894 | 2104 | 1505 | 1145 | 1407 | 1842 | 2803 | 2688 | 3789 | 3580 | 3526 | 3333 | 2894 | 2104 | 1505 | 1145 | 160.434 | 210.141 | 319.748 | 306.575 | 432.213 | 408.353 | 402.139 | 380.143 | 330.062 | 239.966 | 171.618 | 130.608 | 0 | 0 | 30616 | 30616 | 3492 | 2020 | solar PV | TRUE
61018 | N | . | Stafford St Solar 3 CSG | Stafford St Solar 3, LLC | 60654 | MA | NEW | NPCC |  | 22 | 2 | NAICS-22 Non-Cogen | PV | SUN | SUN | ISNE | A |  | 0 | 0 | 0 | 0 | 0 | 0 | 0 | 0 | 0 | 0 | 0 | 0 | 0 | 0 | 0 | 0 | 0 | 0 | 0 | 0 | 0 | 0 | 0 | 0 | 0 | 0 | 0 | 0 | 0 | 0 | 0 | 0 | 0 | 0 | 0 | 0 | 685 | 897 | 1365 | 1308 | 1845 | 1743 | 1716 | 1622 | 1409 | 1024 | 732 | 557 | 685 | 897 | 1365 | 1308 | 1845 | 1743 | 1716 | 1622 | 1409 | 1024 | 732 | 557 | 78.104 | 102.302 | 155.662 | 149.249 | 210.413 | 198.797 | 195.772 | 185.064 | 160.683 | 116.822 | 83.548 | 63.584 | 0 | 0 | 14903 | 14903 | 1700 | 2020 | solar PV | TRUE
61019 | N | . | Siler 421 Farm, LLC | Heelstone Energy Holdings, LLC | 59462 | NC | SAT | SERC |  | 22 | 2 | NAICS-22 Non-Cogen | PV | SUN | SUN | CPLE | A |  | 0 | 0 | 0 | 0 | 0 | 0 | 0 | 0 | 0 | 0 | 0 | 0 | 0 | 0 | 0 | 0 | 0 | 0 | 0 | 0 | 0 | 0 | 0 | 0 | 0 | 0 | 0 | 0 | 0 | 0 | 0 | 0 | 0 | 0 | 0 | 0 | 4940 | 5077 | 6494 | 8821 | 8828 | 8588 | 9606 | 7714 | 6533 | 6623 | 5539 | 4681 | 4940 | 5077 | 6494 | 8821 | 8828 | 8588 | 9606 | 7714 | 6533 | 6623 | 5539 | 4681 | 563.497 | 579.107 | 740.734 | 1006.111 | 1006.911 | 979.599 | 1095.756 | 879.847 | 745.158 | 755.46 | 631.839 | 533.981 | 0 | 0 | 83444 | 83444 | 9518 | 2020 | solar PV | TRUE
61020 | N | . | Indian River Solar Center | Florida Power & Light Co | 6452 | FL | SAT | SERC |  | 22 | 1 | Electric Utility | PV | SUN | SUN | FPL | M |  | 0 | 0 | 0 | 0 | 0 | 0 | 0 | 0 | 0 | 0 | 0 | 0 | 0 | 0 | 0 | 0 | 0 | 0 | 0 | 0 | 0 | 0 | 0 | 0 | 0 | 0 | 0 | 0 | 0 | 0 | 0 | 0 | 0 | 0 | 0 | 0 | 111744 | 109324 | 141175 | 115724 | 126964 | 118819 | 123536 | 127770 | 113261 | 101899 | 90326 | 101794 | 111744 | 109324 | 141175 | 115724 | 126964 | 118819 | 123536 | 127770 | 113261 | 101899 | 90326 | 101794 | 12746 | 12470 | 16103 | 13200 | 14482 | 13553 | 14091 | 14574 | 12919 | 11623 | 10303 | 11611 | 0 | 0 | 1382336 | 1382336 | 157675 | 2020 | solar PV | TRUE
61021 | N | . | Horizon Solar Energy Center | Florida Power & Light Co | 6452 | FL | SAT | SERC |  | 22 | 1 | Electric Utility | PV | SUN | SUN | FPL | M |  | 0 | 0 | 0 | 0 | 0 | 0 | 0 | 0 | 0 | 0 | 0 | 0 | 0 | 0 | 0 | 0 | 0 | 0 | 0 | 0 | 0 | 0 | 0 | 0 | 0 | 0 | 0 | 0 | 0 | 0 | 0 | 0 | 0 | 0 | 0 | 0 | 99619 | 96700 | 130234 | 124719 | 137247 | 118933 | 122440 | 114260 | 92185 | 103328 | 88284 | 95473 | 99619 | 96700 | 130234 | 124719 | 137247 | 118933 | 122440 | 114260 | 92185 | 103328 | 88284 | 95473 | 11363 | 11030 | 14855 | 14226 | 15655 | 13566 | 13966 | 13033 | 10515 | 11786 | 10070 | 10890 | 0 | 0 | 1323422 | 1323422 | 150955 | 2020 | solar PV | TRUE
61022 | N | . | Coral Farms Solar Energy Center | Florida Power & Light Co | 6452 | FL | SAT | SERC |  | 22 | 1 | Electric Utility | PV | SUN | SUN | FPL | M |  | 0 | 0 | 0 | 0 | 0 | 0 | 0 | 0 | 0 | 0 | 0 | 0 | 0 | 0 | 0 | 0 | 0 | 0 | 0 | 0 | 0 | 0 | 0 | 0 | 0 | 0 | 0 | 0 | 0 | 0 | 0 | 0 | 0 | 0 | 0 | 0 | 98331 | 96042 | 128042 | 122151 | 134933 | 116785 | 121449 | 111832 | 96595 | 102942 | 86022 | 95297 | 98331 | 96042 | 128042 | 122151 | 134933 | 116785 | 121449 | 111832 | 96595 | 102942 | 86022 | 95297 | 11216 | 10955 | 14605 | 13933 | 15391 | 13321 | 13853 | 12756 | 11018 | 11742 | 9812 | 10870 | 0 | 0 | 1310421 | 1310421 | 149472 | 2020 | solar PV | TRUE
61023 | N | . | Hollyfield | Virginia Electric & Power Co | 19876 | VA | SAT | SERC |  | 22 | 1 | Electric Utility | PV | SUN | SUN | PJM | A |  | 0 | 0 | 0 | 0 | 0 | 0 | 0 | 0 | 0 | 0 | 0 | 0 | 0 | 0 | 0 | 0 | 0 | 0 | 0 | 0 | 0 | 0 | 0 | 0 | 0 | 0 | 0 | 0 | 0 | 0 | 0 | 0 | 0 | 0 | 0 | 0 | 15493 | 16618 | 23027 | 29572 | 31015 | 34359 | 37874 | 26616 | 22007 | 21164 | 16863 | 13194 | 15493 | 16618 | 23027 | 29572 | 31015 | 34359 | 37874 | 26616 | 22007 | 21164 | 16863 | 13194 | 1767.167 | 1895.513 | 2626.604 | 3373.101 | 3537.746 | 3919.143 | 4320.047 | 3035.967 | 2510.216 | 2414.051 | 1923.464 | 1504.981 | 0 | 0 | 287802 | 287802 | 32828 | 2020 | solar PV | TRUE
61024 | N | . | Hammock Solar | Florida Power & Light Co | 6452 | FL | SAT | SERC |  | 22 | 1 | Electric Utility | PV | SUN | SUN | FPL | M |  | 0 | 0 | 0 | 0 | 0 | 0 | 0 | 0 | 0 | 0 | 0 | 0 | 0 | 0 | 0 | 0 | 0 | 0 | 0 | 0 | 0 | 0 | 0 | 0 | 0 | 0 | 0 | 0 | 0 | 0 | 0 | 0 | 0 | 0 | 0 | 0 | 117408 | 113427 | 137221 | 125377 | 133355 | 114909 | 120555 | 118863 | 104994 | 103950 | 97182 | 112156 | 117408 | 113427 | 137221 | 125377 | 133355 | 114909 | 120555 | 118863 | 104994 | 103950 | 97182 | 112156 | 13392 | 12938 | 15652 | 14301 | 15211 | 13107 | 13751 | 13558 | 11976 | 11857 | 11085 | 12793 | 0 | 0 | 1399397 | 1399397 | 159621 | 2020 | solar PV | TRUE
61025 | N | . | Montefiore - Westchester Square | Montefiore-Westchester Square | 60675 | NY | MAT | NPCC |  | 622 | 4 | Commercial NAICS Non-Cogen | IC | DFO | DFO | NYIS | A | barrels | 5 | 3 | 2 | 2 | 3 | 1 | 2 | 1 | 3 | 1 | 3 | 4 | 5 | 3 | 2 | 2 | 3 | 1 | 2 | 1 | 3 | 1 | 3 | 4 | 5.5 | 5.5 | 5.5 | 5.5 | 5.5 | 5.5 | 5.5 | 5.5 | 5.5 | 5.5 | 5.5 | 5.5 | 28 | 17 | 11 | 11 | 17 | 6 | 11 | 6 | 17 | 6 | 17 | 22 | 28 | 17 | 11 | 11 | 17 | 6 | 11 | 6 | 17 | 6 | 17 | 22 | 0.363 | 0.272 | 0.23 | 0.164 | 0.346 | 0.143 | 0.238 | 0.096 | 0.251 | 0.143 | 0.347 | 0.407 | 30 | 30 | 169 | 169 | 3 | 2020 | petroleum | FALSE
61026 | N | . | New York Presbyterian Hospital-168th St | New York Presbyterian Hospital | 60676 | NY | MAT | NPCC |  | 622 | 4 | Commercial NAICS Non-Cogen | IC | DFO | DFO | NYIS | A | barrels | 36 | 27 | 23 | 16 | 34 | 14 | 23 | 9 | 25 | 14 | 34 | 40 | 36 | 27 | 23 | 16 | 34 | 14 | 23 | 9 | 25 | 14 | 34 | 40 | 5.5 | 5.5 | 5.5 | 5.5 | 5.5 | 5.5 | 5.5 | 5.5 | 5.5 | 5.5 | 5.5 | 5.5 | 198 | 149 | 127 | 88 | 187 | 77 | 127 | 50 | 138 | 77 | 187 | 220 | 198 | 149 | 127 | 88 | 187 | 77 | 127 | 50 | 138 | 77 | 187 | 220 | 15.348 | 11.508 | 9.745 | 6.924 | 14.64 | 6.069 | 10.094 | 4.085 | 10.616 | 6.069 | 14.689 | 17.213 | 295 | 295 | 1625 | 1625 | 127 | 2020 | petroleum | FALSE
61027 | N | . | Pacific Ethanol Stockton Cogen Plant | Pacific Ethanol Stockton | 60658 | CA | PACC | WECC |  | 325193 | 6 | Industrial NAICS Non-Cogen | GT | NG | NG | CISO | A | mcf | 0 | 0 | 0 | 0 | 0 | 0 | 0 | 0 | 0 | 0 | 0 | 0 | 0 | 0 | 0 | 0 | 0 | 0 | 0 | 0 | 0 | 0 | 0 | 0 | 0 | 0 | 0 | 0 | 0 | 0 | 0 | 0 | 0 | 0 | 0 | 0 | 0 | 0 | 0 | 0 | 0 | 0 | 0 | 0 | 0 | 0 | 0 | 0 | 0 | 0 | 0 | 0 | 0 | 0 | 0 | 0 | 0 | 0 | 0 | 0 | 0 | 0 | 0 | 0 | 0 | 0 | 0 | 0 | 0 | 0 | 0 | 0 | 0 | 0 | 0 | 0 | 0 | 2020 | natural gas peaker | FALSE
61028 | N | . | Hickory Run Energy Station | Hickory Run Energy, LLC | 60659 | PA | MAT | RFC |  | 22 | 2 | NAICS-22 Non-Cogen | CA | NG | NG | PJM | M | mcf | . | . | . | . | 126034 | 198872 | 293462 | 170406 | 145320 | 237307 | 12505 | 76234 | . | . | . | . | 126034 | 198872 | 293462 | 170406 | 145320 | 237307 | 12505 | 76234 | . | . | . | . | 1.035 | 1.066 | 1.031 | 1.031 | 1.031 | 1.031 | 1.031 | 1.031 | . | . | . | . | 130445 | 211998 | 302559 | 175689 | 149825 | 244664 | 12893 | 78597 | . | . | . | . | 130445 | 211998 | 302559 | 175689 | 149825 | 244664 | 12893 | 78597 | . | . | . | . | 127305.71 | 154838.19 | 214695.92 | 198758.82 | 189987.11 | 224376.52 | 127942.03 | 202912.36 | 1260140 | 1260140 | 1306670 | 1306670 | 1440816.7 | 2020 | natural gas nonpeaker - preexisting nonretiring | TRUE
61028 | N | . | Hickory Run Energy Station | Hickory Run Energy, LLC | 60659 | PA | MAT | RFC |  | 22 | 2 | NAICS-22 Non-Cogen | CT | NG | NG | PJM | M | mcf | . | . | . | . | 2131394 | 2709465 | 3350182 | 3244860 | 3191546 | 3650019 | 2357211 | 3703320 | . | . | . | . | 2131394 | 2709465 | 3350182 | 3244860 | 3191546 | 3650019 | 2357211 | 3703320 | . | . | . | . | 1.035 | 1.066 | 1.031 | 1.031 | 1.031 | 1.031 | 1.031 | 1.031 | . | . | . | . | 2205993 | 2888290 | 3454038 | 3345451 | 3290484 | 3763170 | 2430285 | 3818123 | . | . | . | . | 2205993 | 2888290 | 3454038 | 3345451 | 3290484 | 3763170 | 2430285 | 3818123 | . | . | . | . | 207353.99 | 268483.39 | 342304.27 | 342342.1 | 330093.91 | 381569.87 | 247850.52 | 378158.38 | 24337997 | 24337997 | 25195834 | 25195834 | 2498156.4 | 2020 | natural gas nonpeaker - preexisting nonretiring | TRUE
61029 | N | . | Blue Cypress Solar Energy Center | Florida Power & Light Co | 6452 | FL | SAT | SERC |  | 22 | 1 | Electric Utility | PV | SUN | SUN | FPL | M |  | 0 | 0 | 0 | 0 | 0 | 0 | 0 | 0 | 0 | 0 | 0 | 0 | 0 | 0 | 0 | 0 | 0 | 0 | 0 | 0 | 0 | 0 | 0 | 0 | 0 | 0 | 0 | 0 | 0 | 0 | 0 | 0 | 0 | 0 | 0 | 0 | 112595 | 107781 | 138852 | 116435 | 127507 | 119696 | 124176 | 129155 | 111744 | 101206 | 90230 | 101329 | 112595 | 107781 | 138852 | 116435 | 127507 | 119696 | 124176 | 129155 | 111744 | 101206 | 90230 | 101329 | 12843 | 12294 | 15838 | 13281 | 14544 | 13653 | 14164 | 14732 | 12746 | 11544 | 10292 | 11558 | 0 | 0 | 1380706 | 1380706 | 157489 | 2020 | solar PV | TRUE
61030 | N | . | Harford Solar Farm | Laertes Solar LLC | 60669 | NY | MAT | NPCC |  | 22 | 2 | NAICS-22 Non-Cogen | PV | SUN | SUN | NYIS | A |  | 0 | 0 | 0 | 0 | 0 | 0 | 0 | 0 | 0 | 0 | 0 | 0 | 0 | 0 | 0 | 0 | 0 | 0 | 0 | 0 | 0 | 0 | 0 | 0 | 0 | 0 | 0 | 0 | 0 | 0 | 0 | 0 | 0 | 0 | 0 | 0 | 1359 | 1517 | 2194 | 2200 | 2889 | 2904 | 2762 | 2345 | 2307 | 1638 | 1508 | 1020 | 1359 | 1517 | 2194 | 2200 | 2889 | 2904 | 2762 | 2345 | 2307 | 1638 | 1508 | 1020 | 155.029 | 173.084 | 250.264 | 250.948 | 329.543 | 331.285 | 315.081 | 267.525 | 263.093 | 186.784 | 172.011 | 116.353 | 0 | 0 | 24643 | 24643 | 2811 | 2020 | solar PV | TRUE
61031 | N | . | Floyd Road Solar Farm | Greenbacker Renewable Energy Corporation | 60025 | NC | SAT | SERC |  | 22 | 2 | NAICS-22 Non-Cogen | PV | SUN | SUN | PJM | A |  | 0 | 0 | 0 | 0 | 0 | 0 | 0 | 0 | 0 | 0 | 0 | 0 | 0 | 0 | 0 | 0 | 0 | 0 | 0 | 0 | 0 | 0 | 0 | 0 | 0 | 0 | 0 | 0 | 0 | 0 | 0 | 0 | 0 | 0 | 0 | 0 | 5131 | 5273 | 6744 | 9161 | 9168 | 8919 | 9977 | 8011 | 6785 | 6878 | 5753 | 4862 | 5131 | 5273 | 6744 | 9161 | 9168 | 8919 | 9977 | 8011 | 6785 | 6878 | 5753 | 4862 | 585.227 | 601.436 | 769.296 | 1044.905 | 1045.736 | 1017.371 | 1138.007 | 913.772 | 773.89 | 784.589 | 656.201 | 554.57 | 0 | 0 | 86662 | 86662 | 9885 | 2020 | solar PV | TRUE
61032 | N | . | Heart of Texas Wind Project | Scout Clean Energy LLC | 63074 | TX | WSC | TRE |  | 22 | 2 | NAICS-22 Non-Cogen | WT | WND | WND | ERCO | M |  | . | . | . | . | 0 | 0 | 0 | 0 | 0 | 0 | 0 | 0 | . | . | . | . | 0 | 0 | 0 | 0 | 0 | 0 | 0 | 0 | . | . | . | . | 0 | 0 | 0 | 0 | 0 | 0 | 0 | 0 | . | . | . | . | 275047 | 478222 | 428812 | 404369 | 314420 | 496493 | 548656 | 554486 | . | . | . | . | 275047 | 478222 | 428812 | 404369 | 314420 | 496493 | 548656 | 554486 | . | . | . | . | 31373 | 54548 | 48912 | 46124 | 35864 | 56632 | 62582 | 63247 | 0 | 0 | 3500505 | 3500505 | 399282 | 2020 | onshore wind | TRUE
61035 | N | . | Birdsboro Power | Birdsboro Power LLC | 60672 | PA | MAT | RFC |  | 22 | 2 | NAICS-22 Non-Cogen | CS | NG | NG | PJM | M | mcf | 2094797 | 1764979 | 2148194 | 2087244 | 1849084 | 2103079 | 1946752 | 2127495 | 1462858 | 1906738 | 700623 | 1744015 | 2094797 | 1764979 | 2148194 | 2087244 | 1849084 | 2103079 | 1946752 | 2127495 | 1462858 | 1906738 | 700623 | 1744015 | 1.052 | 1.053 | 1.05 | 1.05 | 1.052 | 1.051 | 1.053 | 1.051 | 1.052 | 1.053 | 1.051 | 1.052 | 2203726 | 1858523 | 2255604 | 2191606 | 1945236 | 2210336 | 2049930 | 2235997 | 1538927 | 2007795 | 736355 | 1834704 | 2203726 | 1858523 | 2255604 | 2191606 | 1945236 | 2210336 | 2049930 | 2235997 | 1538927 | 2007795 | 736355 | 1834704 | 348050 | 294319 | 358164 | 348184 | 308351 | 350352 | 323059 | 350296 | 238556 | 318240 | 109416 | 284266 | 21935858 | 21935858 | 23068739 | 23068739 | 3631253 | 2020 | natural gas nonpeaker - preexisting nonretiring | TRUE
61039 | N | . | Deerfield Wind LLC | Avangrid Renewables LLC | 15399 | VT | NEW | NPCC |  | 22 | 2 | NAICS-22 Non-Cogen | WT | WND | WND | ISNE | M |  | 0 | 0 | 0 | 0 | 0 | 0 | 0 | 0 | 0 | 0 | 0 | 0 | 0 | 0 | 0 | 0 | 0 | 0 | 0 | 0 | 0 | 0 | 0 | 0 | 0 | 0 | 0 | 0 | 0 | 0 | 0 | 0 | 0 | 0 | 0 | 0 | 68260 | 58002 | 88266 | 95315 | 83471 | 49227 | 53935 | 60974 | 66068 | 76913 | 114699 | 97612 | 68260 | 58002 | 88266 | 95315 | 83471 | 49227 | 53935 | 60974 | 66068 | 76913 | 114699 | 97612 | 7786 | 6616 | 10068 | 10872 | 9521 | 5615 | 6152 | 6955 | 7536 | 8773 | 13083 | 11134 | 0 | 0 | 912742 | 912742 | 104111 | 2020 | onshore wind | TRUE
61040 | N | . | Twin Buttes II Wind | Avangrid Renewables LLC | 15399 | CO | MTN | WECC |  | 22 | 2 | NAICS-22 Non-Cogen | WT | WND | WND | WACM | M |  | 0 | 0 | 0 | 0 | 0 | 0 | 0 | 0 | 0 | 0 | 0 | 0 | 0 | 0 | 0 | 0 | 0 | 0 | 0 | 0 | 0 | 0 | 0 | 0 | 0 | 0 | 0 | 0 | 0 | 0 | 0 | 0 | 0 | 0 | 0 | 0 | 244205 | 222822 | 255383 | 230221 | 289302 | 270339 | 233334 | 264755 | 228231 | 221323 | 271795 | 237822 | 244205 | 222822 | 255383 | 230221 | 289302 | 270339 | 233334 | 264755 | 228231 | 221323 | 271795 | 237822 | 27855 | 25416 | 29130 | 26260 | 32999 | 30836 | 26615 | 30199 | 26033 | 25245 | 31002 | 27127 | 0 | 0 | 2969532 | 2969532 | 338717 | 2020 | onshore wind | TRUE
61042 | N | . | Canandaigua Westbrook Solar Array | AEP Onsite Partners, LLC | 60571 | NY | MAT | NPCC |  | 22 | 2 | NAICS-22 Non-Cogen | PV | SUN | SUN | NYIS | A |  | 0 | 0 | 0 | 0 | 0 | 0 | 0 | 0 | 0 | 0 | 0 | 0 | 0 | 0 | 0 | 0 | 0 | 0 | 0 | 0 | 0 | 0 | 0 | 0 | 0 | 0 | 0 | 0 | 0 | 0 | 0 | 0 | 0 | 0 | 0 | 0 | 900 | 1005 | 1453 | 1457 | 1913 | 1923 | 1829 | 1553 | 1527 | 1084 | 998 | 675 | 900 | 1005 | 1453 | 1457 | 1913 | 1923 | 1829 | 1553 | 1527 | 1084 | 998 | 675 | 102.635 | 114.589 | 165.685 | 166.138 | 218.171 | 219.325 | 208.597 | 177.113 | 174.179 | 123.659 | 113.878 | 77.031 | 0 | 0 | 16317 | 16317 | 1861 | 2020 | solar PV | TRUE
61043 | N | . | Canandaigua Solar Array | AEP Onsite Partners, LLC | 60571 | NY | MAT | NPCC |  | 22 | 2 | NAICS-22 Non-Cogen | PV | SUN | SUN | NYIS | A |  | 0 | 0 | 0 | 0 | 0 | 0 | 0 | 0 | 0 | 0 | 0 | 0 | 0 | 0 | 0 | 0 | 0 | 0 | 0 | 0 | 0 | 0 | 0 | 0 | 0 | 0 | 0 | 0 | 0 | 0 | 0 | 0 | 0 | 0 | 0 | 0 | 1318 | 1472 | 2128 | 2134 | 2802 | 2817 | 2679 | 2274 | 2237 | 1588 | 1462 | 989 | 1318 | 1472 | 2128 | 2134 | 2802 | 2817 | 2679 | 2274 | 2237 | 1588 | 1462 | 989 | 150.342 | 167.85 | 242.696 | 243.36 | 319.578 | 321.267 | 305.553 | 259.436 | 255.138 | 181.136 | 166.809 | 112.835 | 0 | 0 | 23900 | 23900 | 2726 | 2020 | solar PV | TRUE
61047 | N | . | Coyote Ridge | Coyote Ridge LLC | 63083 | SD | WNC | MRO |  | 22 | 2 | NAICS-22 Non-Cogen | WT | WND | WND | WACM | M |  | 0 | 0 | 0 | 0 | 0 | 0 | 0 | 0 | 0 | 0 | 0 | 0 | 0 | 0 | 0 | 0 | 0 | 0 | 0 | 0 | 0 | 0 | 0 | 0 | 0 | 0 | 0 | 0 | 0 | 0 | 0 | 0 | 0 | 0 | 0 | 0 | 281508 | 355467 | 361393 | 353687 | 291775 | 319206 | 222769 | 284217 | 315507 | 355861 | 366171 | 334391 | 281508 | 355467 | 361393 | 353687 | 291775 | 319206 | 222769 | 284217 | 315507 | 355861 | 366171 | 334391 | 32110 | 40546 | 41222 | 40343 | 33281 | 36410 | 25410 | 32419 | 35988 | 40591 | 41767 | 38142 | 0 | 0 | 3841952 | 3841952 | 438229 | 2020 | onshore wind | TRUE
61048 | N | . | Solar Star Oregon II | Avangrid Renewables LLC | 15399 | OR | PACC | WECC |  | 22 | 2 | NAICS-22 Non-Cogen | PV | SUN | SUN | PACW | M |  | 0 | 0 | 0 | 0 | 0 | 0 | 0 | 0 | 0 | 0 | 0 | 0 | 0 | 0 | 0 | 0 | 0 | 0 | 0 | 0 | 0 | 0 | 0 | 0 | 0 | 0 | 0 | 0 | 0 | 0 | 0 | 0 | 0 | 0 | 0 | 0 | 29457 | 71004 | 89125 | 124053 | 123220 | 133004 | 114401 | 123623 | 95771 | 86276 | 43327 | 35042 | 29457 | 71004 | 89125 | 124053 | 123220 | 133004 | 114401 | 123623 | 95771 | 86276 | 43327 | 35042 | 3360 | 8099 | 10166 | 14150 | 14055 | 15171 | 13049 | 14101 | 10924 | 9841 | 4942 | 3997 | 0 | 0 | 1068303 | 1068303 | 121855 | 2020 | solar PV | TRUE
61050 | N | . | Wildflower Solar Energy Center | Florida Power & Light Co | 6452 | FL | SAT | SERC |  | 22 | 1 | Electric Utility | PV | SUN | SUN | FPL | M |  | 0 | 0 | 0 | 0 | 0 | 0 | 0 | 0 | 0 | 0 | 0 | 0 | 0 | 0 | 0 | 0 | 0 | 0 | 0 | 0 | 0 | 0 | 0 | 0 | 0 | 0 | 0 | 0 | 0 | 0 | 0 | 0 | 0 | 0 | 0 | 0 | 113857 | 114138 | 137887 | 116119 | 137002 | 120923 | 118284 | 117671 | 106721 | 101978 | 96665 | 106747 | 113857 | 114138 | 137887 | 116119 | 137002 | 120923 | 118284 | 117671 | 106721 | 101978 | 96665 | 106747 | 12987 | 13019 | 15728 | 13245 | 15627 | 13793 | 13492 | 13422 | 12173 | 11632 | 11026 | 12176 | 0 | 0 | 1387992 | 1387992 | 158320 | 2020 | solar PV | TRUE
61051 | N | . | Barefoot Bay Solar Energy Center | Florida Power & Light Co | 6452 | FL | SAT | SERC |  | 22 | 1 | Electric Utility | PV | SUN | SUN | FPL | M |  | 0 | 0 | 0 | 0 | 0 | 0 | 0 | 0 | 0 | 0 | 0 | 0 | 0 | 0 | 0 | 0 | 0 | 0 | 0 | 0 | 0 | 0 | 0 | 0 | 0 | 0 | 0 | 0 | 0 | 0 | 0 | 0 | 0 | 0 | 0 | 0 | 112875 | 112349 | 142814 | 117758 | 139755 | 111543 | 127779 | 127271 | 117416 | 106843 | 89932 | 102171 | 112875 | 112349 | 142814 | 117758 | 139755 | 111543 | 127779 | 127271 | 117416 | 106843 | 89932 | 102171 | 12875 | 12815 | 16290 | 13432 | 15941 | 12723 | 14575 | 14517 | 13393 | 12187 | 10258 | 11654 | 0 | 0 | 1408506 | 1408506 | 160660 | 2020 | solar PV | TRUE
61052 | N | . | Loggerhead Solar Energy Center | Florida Power & Light Co | 6452 | FL | SAT | SERC |  | 22 | 1 | Electric Utility | PV | SUN | SUN | FPL | M |  | 0 | 0 | 0 | 0 | 0 | 0 | 0 | 0 | 0 | 0 | 0 | 0 | 0 | 0 | 0 | 0 | 0 | 0 | 0 | 0 | 0 | 0 | 0 | 0 | 0 | 0 | 0 | 0 | 0 | 0 | 0 | 0 | 0 | 0 | 0 | 0 | 114558 | 113612 | 136756 | 117399 | 129944 | 119915 | 121537 | 125763 | 112349 | 99637 | 91001 | 104669 | 114558 | 113612 | 136756 | 117399 | 129944 | 119915 | 121537 | 125763 | 112349 | 99637 | 91001 | 104669 | 13067 | 12959 | 15599 | 13391 | 14822 | 13678 | 13863 | 14345 | 12815 | 11365 | 10380 | 11939 | 0 | 0 | 1387140 | 1387140 | 158223 | 2020 | solar PV | TRUE
61053 | N | . | Greenfield Solar Park | Indiana Municipal Power Agency | 9234 | IN | ENC | RFC |  | 22 | 1 | Electric Utility | PV | SUN | SUN | PJM | A |  | 0 | 0 | 0 | 0 | 0 | 0 | 0 | 0 | 0 | 0 | 0 | 0 | 0 | 0 | 0 | 0 | 0 | 0 | 0 | 0 | 0 | 0 | 0 | 0 | 0 | 0 | 0 | 0 | 0 | 0 | 0 | 0 | 0 | 0 | 0 | 0 | 1533 | 2276 | 3347 | 4108 | 4843 | 5955 | 5721 | 5378 | 4209 | 3325 | 2260 | 1643 | 1533 | 2276 | 3347 | 4108 | 4843 | 5955 | 5721 | 5378 | 4209 | 3325 | 2260 | 1643 | 174.823 | 259.617 | 381.807 | 468.624 | 552.434 | 679.198 | 652.516 | 613.429 | 480.07 | 379.255 | 257.772 | 187.455 | 0 | 0 | 44598 | 44598 | 5087 | 2020 | solar PV | TRUE
61054 | N | . | IMPA Anderson Solar Park 2 | Indiana Municipal Power Agency | 9234 | IN | ENC | RFC |  | 22 | 1 | Electric Utility | PV | SUN | SUN | PJM | A |  | 0 | 0 | 0 | 0 | 0 | 0 | 0 | 0 | 0 | 0 | 0 | 0 | 0 | 0 | 0 | 0 | 0 | 0 | 0 | 0 | 0 | 0 | 0 | 0 | 0 | 0 | 0 | 0 | 0 | 0 | 0 | 0 | 0 | 0 | 0 | 0 | 4054 | 6020 | 8853 | 10866 | 12809 | 15748 | 15130 | 14223 | 11131 | 8794 | 5977 | 4346 | 4054 | 6020 | 8853 | 10866 | 12809 | 15748 | 15130 | 14223 | 11131 | 8794 | 5977 | 4346 | 462.365 | 686.63 | 1009.797 | 1239.408 | 1461.068 | 1796.33 | 1725.763 | 1622.384 | 1269.68 | 1003.047 | 681.751 | 495.777 | 0 | 0 | 117951 | 117951 | 13454 | 2020 | solar PV | TRUE
61055 | N | . | DG AMP Solar Front Royal | DG AMP Solar, LLC | 60370 | VA | SAT | RFC |  | 22 | 2 | NAICS-22 Non-Cogen | PV | SUN | SUN | PJM | A |  | 0 | 0 | 0 | 0 | 0 | 0 | 0 | 0 | 0 | 0 | 0 | 0 | 0 | 0 | 0 | 0 | 0 | 0 | 0 | 0 | 0 | 0 | 0 | 0 | 0 | 0 | 0 | 0 | 0 | 0 | 0 | 0 | 0 | 0 | 0 | 0 | 2115 | 2268 | 3143 | 4037 | 4234 | 4690 | 5170 | 3633 | 3004 | 2889 | 2302 | 1801 | 2115 | 2268 | 3143 | 4037 | 4234 | 4690 | 5170 | 3633 | 3004 | 2889 | 2302 | 1801 | 241.216 | 258.736 | 358.53 | 460.426 | 482.9 | 534.96 | 589.684 | 414.408 | 342.643 | 329.516 | 262.552 | 205.429 | 0 | 0 | 39286 | 39286 | 4481 | 2020 | solar PV | TRUE
61056 | N | . | Seward Wind Farm | Seward Wind LLC | 61275 | NE | WNC | MRO |  | 22 | 2 | NAICS-22 Non-Cogen | WT | WND | WND | SWPP | A |  | 0 | 0 | 0 | 0 | 0 | 0 | 0 | 0 | 0 | 0 | 0 | 0 | 0 | 0 | 0 | 0 | 0 | 0 | 0 | 0 | 0 | 0 | 0 | 0 | 0 | 0 | 0 | 0 | 0 | 0 | 0 | 0 | 0 | 0 | 0 | 0 | 5741 | 6044 | 5850 | 5660 | 4888 | 6159 | 4451 | 5288 | 5742 | 5868 | 6231 | 6173 | 5741 | 6044 | 5850 | 5660 | 4888 | 6159 | 4451 | 5288 | 5742 | 5868 | 6231 | 6173 | 654.848 | 689.363 | 667.232 | 645.567 | 557.548 | 702.469 | 507.7 | 603.138 | 654.932 | 669.326 | 710.712 | 704.165 | 0 | 0 | 68095 | 68095 | 7767 | 2020 | onshore wind | TRUE
61058 | N | . | Kramer Solar CSG | National Grid Renewables | 62759 | MN | WNC | MRO |  | 22 | 2 | NAICS-22 Non-Cogen | PV | SUN | SUN | MISO | A |  | 0 | 0 | 0 | 0 | 0 | 0 | 0 | 0 | 0 | 0 | 0 | 0 | 0 | 0 | 0 | 0 | 0 | 0 | 0 | 0 | 0 | 0 | 0 | 0 | 0 | 0 | 0 | 0 | 0 | 0 | 0 | 0 | 0 | 0 | 0 | 0 | 1509 | 3346 | 4060 | 5367 | 5583 | 6051 | 5835 | 5778 | 4074 | 3049 | 2333 | 1461 | 1509 | 3346 | 4060 | 5367 | 5583 | 6051 | 5835 | 5778 | 4074 | 3049 | 2333 | 1461 | 172.099 | 381.655 | 463.057 | 612.195 | 636.809 | 690.23 | 665.568 | 659.042 | 464.741 | 347.795 | 266.166 | 166.643 | 0 | 0 | 48446 | 48446 | 5526 | 2020 | solar PV | TRUE
61059 | N | . | Novel OYA of Osakis CSG | NRG MN Community LLC | 62033 | MN | WNC | MRO |  | 22 | 2 | NAICS-22 Non-Cogen | PV | SUN | SUN | MISO | A |  | 0 | 0 | 0 | 0 | 0 | 0 | 0 | 0 | 0 | 0 | 0 | 0 | 0 | 0 | 0 | 0 | 0 | 0 | 0 | 0 | 0 | 0 | 0 | 0 | 0 | 0 | 0 | 0 | 0 | 0 | 0 | 0 | 0 | 0 | 0 | 0 | 1988 | 4408 | 5348 | 7071 | 7355 | 7972 | 7687 | 7612 | 5368 | 4017 | 3074 | 1925 | 1988 | 4408 | 5348 | 7071 | 7355 | 7972 | 7687 | 7612 | 5368 | 4017 | 3074 | 1925 | 226.726 | 502.795 | 610.035 | 806.511 | 838.937 | 909.315 | 876.825 | 868.228 | 612.254 | 458.188 | 350.649 | 219.537 | 0 | 0 | 63825 | 63825 | 7280 | 2020 | solar PV | TRUE
61060 | N | . | Novel - OYA of Mapleton CSG | NRG MN Community LLC | 62033 | MN | WNC | MRO |  | 22 | 2 | NAICS-22 Non-Cogen | PV | SUN | SUN | MISO | A |  | 0 | 0 | 0 | 0 | 0 | 0 | 0 | 0 | 0 | 0 | 0 | 0 | 0 | 0 | 0 | 0 | 0 | 0 | 0 | 0 | 0 | 0 | 0 | 0 | 0 | 0 | 0 | 0 | 0 | 0 | 0 | 0 | 0 | 0 | 0 | 0 | 1063 | 2358 | 2861 | 3783 | 3935 | 4265 | 4113 | 4072 | 2872 | 2149 | 1645 | 1030 | 1063 | 2358 | 2861 | 3783 | 3935 | 4265 | 4113 | 4072 | 2872 | 2149 | 1645 | 1030 | 121.304 | 269.009 | 326.386 | 431.506 | 448.855 | 486.508 | 469.125 | 464.526 | 327.573 | 245.143 | 187.607 | 117.458 | 0 | 0 | 34146 | 34146 | 3895 | 2020 | solar PV | TRUE
61066 | N | . | Foundation CDCR LAC | Foundation CA Fund VIII Manager, LLC | 60690 | CA | PACC | WECC |  | 22 | 2 | NAICS-22 Non-Cogen | WT | WND | WND | CISO | A |  | 0 | 0 | 0 | 0 | 0 | 0 | 0 | 0 | 0 | 0 | 0 | 0 | 0 | 0 | 0 | 0 | 0 | 0 | 0 | 0 | 0 | 0 | 0 | 0 | 0 | 0 | 0 | 0 | 0 | 0 | 0 | 0 | 0 | 0 | 0 | 0 | 2119 | 2172 | 3148 | 4244 | 4331 | 4803 | 4716 | 4018 | 2224 | 2423 | 1855 | 1821 | 2119 | 2172 | 3148 | 4244 | 4331 | 4803 | 4716 | 4018 | 2224 | 2423 | 1855 | 1821 | 241.654 | 247.711 | 359.091 | 484.133 | 494.003 | 547.849 | 537.898 | 458.278 | 253.704 | 276.418 | 211.533 | 207.728 | 0 | 0 | 37874 | 37874 | 4320 | 2020 | onshore wind | TRUE
61067 | N | . | Foundation Scheid Vineyards | Foundation CA Fund VIII Manager, LLC | 60690 | CA | PACC | WECC |  | 22 | 2 | NAICS-22 Non-Cogen | WT | WND | WND | CISO | A |  | 0 | 0 | 0 | 0 | 0 | 0 | 0 | 0 | 0 | 0 | 0 | 0 | 0 | 0 | 0 | 0 | 0 | 0 | 0 | 0 | 0 | 0 | 0 | 0 | 0 | 0 | 0 | 0 | 0 | 0 | 0 | 0 | 0 | 0 | 0 | 0 | 1835 | 1881 | 2727 | 3677 | 3751 | 4160 | 4085 | 3480 | 1927 | 2099 | 1606 | 1577 | 1835 | 1881 | 2727 | 3677 | 3751 | 4160 | 4085 | 3480 | 1927 | 2099 | 1606 | 1577 | 209.321 | 214.568 | 311.046 | 419.358 | 427.907 | 474.549 | 465.929 | 396.962 | 219.76 | 239.434 | 183.231 | 179.935 | 0 | 0 | 32805 | 32805 | 3742 | 2020 | onshore wind | TRUE
61068 | N | . | AES LAWAI SOLAR Hybrid | AES Distributed Energy | 61012 | HI | PACN |  |  | 22 | 2 | NAICS-22 Non-Cogen | BA | MWH | OTH |  | M | megawatthours | 1941 | 2004 | 1715 | 1980 | 2373 | 2359 | 2560 | 2467 | 2608 | 1990 | 1918 | 1935 | 1941 | 2004 | 1715 | 1980 | 2373 | 2359 | 2560 | 2467 | 2608 | 1990 | 1918 | 1935 | 0 | 0 | 0 | 0 | 0 | 0 | 0 | 0 | 0 | 0 | 0 | 0 | 0 | 0 | 0 | 0 | 0 | 0 | 0 | 0 | 0 | 0 | 0 | 0 | 0 | 0 | 0 | 0 | 0 | 0 | 0 | 0 | 0 | 0 | 0 | 0 | -54 | -57 | -5 | -75 | -48 | 35 | 22 | 18 | 1 | 66 | 17 | 36 | 25850 | 25850 | 0 | 0 | -44 | 2020 | other | TRUE
61068 | N | . | AES LAWAI SOLAR Hybrid | AES Distributed Energy | 61012 | HI | PACN |  |  | 22 | 2 | NAICS-22 Non-Cogen | PV | SUN | SUN |  | M |  | 0 | 0 | 0 | 0 | 0 | 0 | 0 | 0 | 0 | 0 | 0 | 0 | 0 | 0 | 0 | 0 | 0 | 0 | 0 | 0 | 0 | 0 | 0 | 0 | 0 | 0 | 0 | 0 | 0 | 0 | 0 | 0 | 0 | 0 | 0 | 0 | 17017 | 17569 | 15035 | 26152 | 33639 | 36103 | 37111 | 37865 | 37488 | 30842 | 25284 | 27213 | 17017 | 17569 | 15035 | 26152 | 33639 | 36103 | 37111 | 37865 | 37488 | 30842 | 25284 | 27213 | 1941 | 2004 | 1715 | 2983 | 3837 | 4118 | 4233 | 4319 | 4276 | 3518 | 2884 | 3104 | 0 | 0 | 341318 | 341318 | 38932 | 2020 | solar PV | TRUE
61069 | N | . | BWC Wading River One, Two, Three CSG | Ameresco BWC Wading River LLC | 60692 | MA | NEW | NPCC |  | 22 | 2 | NAICS-22 Non-Cogen | PV | SUN | SUN | ISNE | A |  | 0 | 0 | 0 | 0 | 0 | 0 | 0 | 0 | 0 | 0 | 0 | 0 | 0 | 0 | 0 | 0 | 0 | 0 | 0 | 0 | 0 | 0 | 0 | 0 | 0 | 0 | 0 | 0 | 0 | 0 | 0 | 0 | 0 | 0 | 0 | 0 | 2065 | 2705 | 4116 | 3946 | 5563 | 5256 | 5176 | 4893 | 4249 | 3089 | 2209 | 1681 | 2065 | 2705 | 4116 | 3946 | 5563 | 5256 | 5176 | 4893 | 4249 | 3089 | 2209 | 1681 | 235.55 | 308.532 | 469.458 | 450.118 | 634.58 | 599.549 | 590.426 | 558.131 | 484.602 | 352.322 | 251.971 | 191.761 | 0 | 0 | 44948 | 44948 | 5127 | 2020 | solar PV | TRUE
61070 | N | . | Saratoga Wind Farm | Madison Gas & Electric Co | 11479 | IA | WNC | MRO |  | 22 | 1 | Electric Utility | WT | WND | WND | MISO | M |  | 0 | 0 | 0 | 0 | 0 | 0 | 0 | 0 | 0 | 0 | 0 | 0 | 0 | 0 | 0 | 0 | 0 | 0 | 0 | 0 | 0 | 0 | 0 | 0 | 0 | 0 | 0 | 0 | 0 | 0 | 0 | 0 | 0 | 0 | 0 | 0 | 164872 | 224102 | 221814 | 226916 | 212293 | 193917 | 125763 | 162821 | 209663 | 217527 | 274661 | 190945 | 164872 | 224102 | 221814 | 226916 | 212293 | 193917 | 125763 | 162821 | 209663 | 217527 | 274661 | 190945 | 18806 | 25562 | 25301 | 25883 | 24215 | 22119 | 14345 | 18572 | 23915 | 24812 | 31329 | 21780 | 0 | 0 | 2425294 | 2425294 | 276639 | 2020 | onshore wind | TRUE
61072 | N | . | Lemond Solar | Lemond Solar Center LLC | 60695 | MN | WNC | MRO |  | 22 | 2 | NAICS-22 Non-Cogen | PV | SUN | SUN | MISO | A |  | 0 | 0 | 0 | 0 | 0 | 0 | 0 | 0 | 0 | 0 | 0 | 0 | 0 | 0 | 0 | 0 | 0 | 0 | 0 | 0 | 0 | 0 | 0 | 0 | 0 | 0 | 0 | 0 | 0 | 0 | 0 | 0 | 0 | 0 | 0 | 0 | 2447 | 5427 | 6585 | 8705 | 9055 | 9815 | 9464 | 9371 | 6609 | 4946 | 3785 | 2370 | 2447 | 5427 | 6585 | 8705 | 9055 | 9815 | 9464 | 9371 | 6609 | 4946 | 3785 | 2370 | 279.141 | 619.032 | 751.064 | 992.962 | 1032.884 | 1119.531 | 1079.53 | 1068.946 | 753.796 | 564.112 | 431.712 | 270.29 | 0 | 0 | 78579 | 78579 | 8963 | 2020 | solar PV | TRUE
61073 | N | . | Pemberton Road I | NJR Clean Energy Ventures Corporation | 56990 | NJ | MAT | RFC |  | 22 | 2 | NAICS-22 Non-Cogen | PV | SUN | SUN | PJM | A |  | 0 | 0 | 0 | 0 | 0 | 0 | 0 | 0 | 0 | 0 | 0 | 0 | 0 | 0 | 0 | 0 | 0 | 0 | 0 | 0 | 0 | 0 | 0 | 0 | 0 | 0 | 0 | 0 | 0 | 0 | 0 | 0 | 0 | 0 | 0 | 0 | 5723 | 6430 | 9209 | 9576 | 12532 | 13156 | 12390 | 10706 | 9837 | 7103 | 6518 | 4514 | 5723 | 6430 | 9209 | 9576 | 12532 | 13156 | 12390 | 10706 | 9837 | 7103 | 6518 | 4514 | 652.761 | 733.382 | 1050.371 | 1092.271 | 1429.488 | 1500.572 | 1413.306 | 1221.147 | 1122.034 | 810.245 | 743.495 | 514.928 | 0 | 0 | 107694 | 107694 | 12284 | 2020 | solar PV | TRUE
61074 | N | . | Pemberton Road II | NJR Clean Energy Ventures Corporation | 56990 | NJ | MAT | RFC |  | 22 | 2 | NAICS-22 Non-Cogen | PV | SUN | SUN | PJM | A |  | 0 | 0 | 0 | 0 | 0 | 0 | 0 | 0 | 0 | 0 | 0 | 0 | 0 | 0 | 0 | 0 | 0 | 0 | 0 | 0 | 0 | 0 | 0 | 0 | 0 | 0 | 0 | 0 | 0 | 0 | 0 | 0 | 0 | 0 | 0 | 0 | 5746 | 6455 | 9245 | 9614 | 12582 | 13208 | 12440 | 10748 | 9876 | 7132 | 6544 | 4532 | 5746 | 6455 | 9245 | 9614 | 12582 | 13208 | 12440 | 10748 | 9876 | 7132 | 6544 | 4532 | 655.366 | 736.307 | 1054.561 | 1096.628 | 1435.19 | 1506.558 | 1418.943 | 1226.018 | 1126.509 | 813.477 | 746.461 | 516.982 | 0 | 0 | 108122 | 108122 | 12333 | 2020 | solar PV | TRUE
61077 | N | . | Orient Wind Farm | MidAmerican Energy Co | 12341 | IA | WNC | MRO |  | 22 | 1 | Electric Utility | WT | WND | WND | MISO | M |  | 0 | 0 | 0 | 0 | 0 | 0 | 0 | 0 | 0 | 0 | 0 | 0 | 0 | 0 | 0 | 0 | 0 | 0 | 0 | 0 | 0 | 0 | 0 | 0 | 0 | 0 | 0 | 0 | 0 | 0 | 0 | 0 | 0 | 0 | 0 | 0 | 927058 | 1383441 | 1290932 | 1333943 | 1138018 | 1486217 | 857965 | 1051549 | 1049156 | 1333391 | 1816873 | 1271083 | 927058 | 1383441 | 1290932 | 1333943 | 1138018 | 1486217 | 857965 | 1051549 | 1049156 | 1333391 | 1816873 | 1271083 | 105744 | 157801 | 147249 | 152155 | 129807 | 169524 | 97863 | 119944 | 119671 | 152092 | 207240 | 144985 | 0 | 0 | 14939626 | 14939626 | 1704075 | 2020 | onshore wind | TRUE
61079 | N | . | Beaver Creek Wind | MidAmerican Energy Co | 12341 | IA | WNC | MRO |  | 22 | 1 | Electric Utility | WT | WND | WND | MISO | M |  | 0 | 0 | 0 | 0 | 0 | 0 | 0 | 0 | 0 | 0 | 0 | 0 | 0 | 0 | 0 | 0 | 0 | 0 | 0 | 0 | 0 | 0 | 0 | 0 | 0 | 0 | 0 | 0 | 0 | 0 | 0 | 0 | 0 | 0 | 0 | 0 | 839239 | 870151 | 979397 | 995607 | 778501 | 1053627 | 460986 | 766525 | 993818 | 1116635 | 1164836 | 962424 | 839239 | 870151 | 979397 | 995607 | 778501 | 1053627 | 460986 | 766525 | 993818 | 1116635 | 1164836 | 962424 | 95727 | 99253 | 111714 | 113563 | 88799 | 120181 | 52582 | 87433 | 113359 | 127368 | 132866 | 109778 | 0 | 0 | 10981746 | 10981746 | 1252623 | 2020 | onshore wind | TRUE
61080 | N | . | Sub 12 | City of Tallahassee - (FL) | 18445 | FL | SAT | SERC |  | 22 | 1 | Electric Utility | IC | NG | NG | TAL | A | mcf | 7758 | 7666 | 8756 | 8601 | 8672 | 9941 | 10724 | 10807 | 9699 | 9490 | 7844 | 7163 | 7758 | 7666 | 8756 | 8601 | 8672 | 9941 | 10724 | 10807 | 9699 | 9490 | 7844 | 7163 | 1.03 | 1.03 | 1.03 | 1.03 | 1.03 | 1.03 | 1.03 | 1.03 | 1.03 | 1.03 | 1.03 | 1.03 | 7991 | 7896 | 9019 | 8859 | 8932 | 10239 | 11046 | 11131 | 9990 | 9775 | 8079 | 7378 | 7991 | 7896 | 9019 | 8859 | 8932 | 10239 | 11046 | 11131 | 9990 | 9775 | 8079 | 7378 | 881.984 | 871.623 | 995.536 | 977.924 | 985.933 | 1130.238 | 1219.236 | 1228.636 | 1102.692 | 1079.007 | 891.761 | 814.43 | 107121 | 107121 | 110335 | 110335 | 12179 | 2020 | natural gas peaker | TRUE
61084 | N | . | Luning Energy | Liberty Utilities (CalPeco Electric) LLC | 57222 | NV | MTN | WECC |  | 22 | 1 | Electric Utility | PV | SUN | SUN | NEVP | M |  | 0 | 0 | 0 | 0 | 0 | 0 | 0 | 0 | 0 | 0 | 0 | 0 | 0 | 0 | 0 | 0 | 0 | 0 | 0 | 0 | 0 | 0 | 0 | 0 | 0 | 0 | 0 | 0 | 0 | 0 | 0 | 0 | 0 | 0 | 0 | 0 | 58537 | 83690 | 97848 | 116776 | 133223 | 127840 | 144515 | 117942 | 104836 | 96218 | 70557 | 55969 | 58537 | 83690 | 97848 | 116776 | 133223 | 127840 | 144515 | 117942 | 104836 | 96218 | 70557 | 55969 | 6677 | 9546 | 11161 | 13320 | 15196 | 14582 | 16484 | 13453 | 11958 | 10975 | 8048 | 6384 | 0 | 0 | 1207951 | 1207951 | 137784 | 2020 | solar PV | TRUE
61085 | N | . | Stone Solar | Stone Solar, LLC | 60699 | NC | SAT | SERC |  | 22 | 2 | NAICS-22 Non-Cogen | PV | SUN | SUN | CPLE | A |  | 0 | 0 | 0 | 0 | 0 | 0 | 0 | 0 | 0 | 0 | 0 | 0 | 0 | 0 | 0 | 0 | 0 | 0 | 0 | 0 | 0 | 0 | 0 | 0 | 0 | 0 | 0 | 0 | 0 | 0 | 0 | 0 | 0 | 0 | 0 | 0 | 4922 | 5058 | 6470 | 8788 | 8795 | 8557 | 9571 | 7685 | 6509 | 6599 | 5519 | 4664 | 4922 | 5058 | 6470 | 8788 | 8795 | 8557 | 9571 | 7685 | 6509 | 6599 | 5519 | 4664 | 561.426 | 576.977 | 738.011 | 1002.411 | 1003.208 | 975.997 | 1091.727 | 876.611 | 742.418 | 752.682 | 629.515 | 532.017 | 0 | 0 | 83137 | 83137 | 9483 | 2020 | solar PV | TRUE
61086 | N | . | Tripple State Farm | Tripple State Farm, LLC | 60700 | NC | SAT | SERC |  | 22 | 2 | NAICS-22 Non-Cogen | PV | SUN | SUN | DUK | A |  | 0 | 0 | 0 | 0 | 0 | 0 | 0 | 0 | 0 | 0 | 0 | 0 | 0 | 0 | 0 | 0 | 0 | 0 | 0 | 0 | 0 | 0 | 0 | 0 | 0 | 0 | 0 | 0 | 0 | 0 | 0 | 0 | 0 | 0 | 0 | 0 | 4823 | 4957 | 6341 | 8612 | 8619 | 8385 | 9379 | 7531 | 6378 | 6467 | 5408 | 4571 | 4823 | 4957 | 6341 | 8612 | 8619 | 8385 | 9379 | 7531 | 6378 | 6467 | 5408 | 4571 | 550.177 | 565.417 | 723.224 | 982.327 | 983.108 | 956.442 | 1069.853 | 859.048 | 727.543 | 737.601 | 616.902 | 521.358 | 0 | 0 | 81471 | 81471 | 9293 | 2020 | solar PV | TRUE
61087 | N | . | Wadesboro Farm 1 | Wadesboro Farm 1, LLC | 60701 | NC | SAT | SERC |  | 22 | 2 | NAICS-22 Non-Cogen | PV | SUN | SUN | CPLE | A |  | 0 | 0 | 0 | 0 | 0 | 0 | 0 | 0 | 0 | 0 | 0 | 0 | 0 | 0 | 0 | 0 | 0 | 0 | 0 | 0 | 0 | 0 | 0 | 0 | 0 | 0 | 0 | 0 | 0 | 0 | 0 | 0 | 0 | 0 | 0 | 0 | 4212 | 4329 | 5537 | 7520 | 7526 | 7322 | 8190 | 6577 | 5570 | 5647 | 4723 | 3991 | 4212 | 4329 | 5537 | 7520 | 7526 | 7322 | 8190 | 6577 | 5570 | 5647 | 4723 | 3991 | 480.438 | 493.743 | 631.546 | 857.805 | 858.487 | 835.202 | 934.236 | 750.153 | 635.318 | 644.101 | 538.702 | 455.269 | 0 | 0 | 71144 | 71144 | 8115 | 2020 | solar PV | TRUE
61088 | N | . | Delco Farm | Delco Farm, LLC | 60702 | NC | SAT | SERC |  | 22 | 2 | NAICS-22 Non-Cogen | PV | SUN | SUN | CPLE | A |  | 0 | 0 | 0 | 0 | 0 | 0 | 0 | 0 | 0 | 0 | 0 | 0 | 0 | 0 | 0 | 0 | 0 | 0 | 0 | 0 | 0 | 0 | 0 | 0 | 0 | 0 | 0 | 0 | 0 | 0 | 0 | 0 | 0 | 0 | 0 | 0 | 4248 | 4365 | 5584 | 7584 | 7590 | 7384 | 8260 | 6633 | 5617 | 5695 | 4763 | 4025 | 4248 | 4365 | 5584 | 7584 | 7590 | 7384 | 8260 | 6633 | 5617 | 5695 | 4763 | 4025 | 484.521 | 497.942 | 636.916 | 865.099 | 865.787 | 842.303 | 942.18 | 756.531 | 640.72 | 649.578 | 543.283 | 459.14 | 0 | 0 | 71748 | 71748 | 8184 | 2020 | solar PV | TRUE
61089 | N | . | Fisher Solar Farm - NC | Fisher Solar Farm, LLC | 60703 | NC | SAT | SERC |  | 22 | 2 | NAICS-22 Non-Cogen | PV | SUN | SUN | DUK | A |  | 0 | 0 | 0 | 0 | 0 | 0 | 0 | 0 | 0 | 0 | 0 | 0 | 0 | 0 | 0 | 0 | 0 | 0 | 0 | 0 | 0 | 0 | 0 | 0 | 0 | 0 | 0 | 0 | 0 | 0 | 0 | 0 | 0 | 0 | 0 | 0 | 4486 | 4610 | 5897 | 8010 | 8016 | 7799 | 8723 | 7004 | 5932 | 6014 | 5030 | 4251 | 4486 | 4610 | 5897 | 8010 | 8016 | 7799 | 8723 | 7004 | 5932 | 6014 | 5030 | 4251 | 511.694 | 525.869 | 672.638 | 913.618 | 914.345 | 889.544 | 995.022 | 798.961 | 676.655 | 686.01 | 573.753 | 484.891 | 0 | 0 | 75772 | 75772 | 8643 | 2020 | solar PV | TRUE
61090 | N | . | Kinston Davis Farm | Kinston Davis Farm, LLC | 60704 | NC | SAT | SERC |  | 22 | 2 | NAICS-22 Non-Cogen | PV | SUN | SUN | CPLE | A |  | 0 | 0 | 0 | 0 | 0 | 0 | 0 | 0 | 0 | 0 | 0 | 0 | 0 | 0 | 0 | 0 | 0 | 0 | 0 | 0 | 0 | 0 | 0 | 0 | 0 | 0 | 0 | 0 | 0 | 0 | 0 | 0 | 0 | 0 | 0 | 0 | 4384 | 4505 | 5763 | 7827 | 7833 | 7621 | 8525 | 6845 | 5797 | 5877 | 4915 | 4154 | 4384 | 4505 | 5763 | 7827 | 7833 | 7621 | 8525 | 6845 | 5797 | 5877 | 4915 | 4154 | 500.033 | 513.883 | 657.306 | 892.794 | 893.504 | 869.268 | 972.342 | 780.751 | 661.232 | 670.373 | 560.675 | 473.839 | 0 | 0 | 74046 | 74046 | 8446 | 2020 | solar PV | TRUE
61091 | N | . | Laurinburg Farm | Laurinburg Farm, LLC | 60705 | NC | SAT | SERC |  | 22 | 2 | NAICS-22 Non-Cogen | PV | SUN | SUN | DUK | A |  | 0 | 0 | 0 | 0 | 0 | 0 | 0 | 0 | 0 | 0 | 0 | 0 | 0 | 0 | 0 | 0 | 0 | 0 | 0 | 0 | 0 | 0 | 0 | 0 | 0 | 0 | 0 | 0 | 0 | 0 | 0 | 0 | 0 | 0 | 0 | 0 | 4656 | 4785 | 6120 | 8313 | 8319 | 8094 | 9053 | 7269 | 6157 | 6242 | 5220 | 4412 | 4656 | 4785 | 6120 | 8313 | 8319 | 8094 | 9053 | 7269 | 6157 | 6242 | 5220 | 4412 | 531.056 | 545.764 | 698.086 | 948.184 | 948.938 | 923.199 | 1032.668 | 829.189 | 702.255 | 711.964 | 595.46 | 503.237 | 0 | 0 | 78640 | 78640 | 8970 | 2020 | solar PV | TRUE
61092 | N | . | Independence Solar Farm | MC Power Companies Inc | 58822 | MO | WNC | MRO |  | 22 | 2 | NAICS-22 Non-Cogen | PV | SUN | SUN | SWPP | M |  | 0 | 0 | 0 | 0 | 0 | 0 | 0 | 0 | 0 | 0 | 0 | 0 | 0 | 0 | 0 | 0 | 0 | 0 | 0 | 0 | 0 | 0 | 0 | 0 | 0 | 0 | 0 | 0 | 0 | 0 | 0 | 0 | 0 | 0 | 0 | 0 | 2025 | 3139 | 3682 | 4287 | 3936 | 5129 | 4629 | 4831 | 4068 | 3358 | 3042 | 2911 | 2025 | 3139 | 3682 | 4287 | 3936 | 5129 | 4629 | 4831 | 4068 | 3358 | 3042 | 2911 | 231 | 358 | 420 | 489 | 449 | 585 | 528 | 551 | 464 | 383 | 347 | 332 | 0 | 0 | 45037 | 45037 | 5137 | 2020 | solar PV | TRUE
61093 | N | . | Mills Anson Farm | Mills Anson Farm, LLC | 60706 | NC | SAT | SERC |  | 22 | 2 | NAICS-22 Non-Cogen | PV | SUN | SUN | CPLE | A |  | 0 | 0 | 0 | 0 | 0 | 0 | 0 | 0 | 0 | 0 | 0 | 0 | 0 | 0 | 0 | 0 | 0 | 0 | 0 | 0 | 0 | 0 | 0 | 0 | 0 | 0 | 0 | 0 | 0 | 0 | 0 | 0 | 0 | 0 | 0 | 0 | 4302 | 4421 | 5655 | 7682 | 7688 | 7479 | 8366 | 6718 | 5689 | 5768 | 4824 | 4077 | 4302 | 4421 | 5655 | 7682 | 7688 | 7479 | 8366 | 6718 | 5689 | 5768 | 4824 | 4077 | 490.737 | 504.33 | 645.088 | 876.198 | 876.895 | 853.11 | 954.268 | 766.238 | 648.94 | 657.912 | 550.253 | 465.031 | 0 | 0 | 72669 | 72669 | 8289 | 2020 | solar PV | TRUE
61094 | N | . | Old Wire Farm | Old Wire Farm, LLC | 60707 | NC | SAT | SERC |  | 22 | 2 | NAICS-22 Non-Cogen | PV | SUN | SUN | CPLE | A |  | 0 | 0 | 0 | 0 | 0 | 0 | 0 | 0 | 0 | 0 | 0 | 0 | 0 | 0 | 0 | 0 | 0 | 0 | 0 | 0 | 0 | 0 | 0 | 0 | 0 | 0 | 0 | 0 | 0 | 0 | 0 | 0 | 0 | 0 | 0 | 0 | 5057 | 5198 | 6648 | 9030 | 9037 | 8792 | 9835 | 7897 | 6688 | 6780 | 5671 | 4793 | 5057 | 5198 | 6648 | 9030 | 9037 | 8792 | 9835 | 7897 | 6688 | 6780 | 5671 | 4793 | 576.878 | 592.857 | 758.323 | 1030.001 | 1030.82 | 1002.859 | 1121.774 | 900.738 | 762.851 | 773.398 | 646.841 | 546.66 | 0 | 0 | 85426 | 85426 | 9744 | 2020 | solar PV | TRUE
61095 | N | . | Railroad Farm 2 | Railroad Farm 2, LLC | 60708 | NC | SAT | SERC |  | 22 | 2 | NAICS-22 Non-Cogen | PV | SUN | SUN | CPLE | A |  | 0 | 0 | 0 | 0 | 0 | 0 | 0 | 0 | 0 | 0 | 0 | 0 | 0 | 0 | 0 | 0 | 0 | 0 | 0 | 0 | 0 | 0 | 0 | 0 | 0 | 0 | 0 | 0 | 0 | 0 | 0 | 0 | 0 | 0 | 0 | 0 | 4711 | 4841 | 6192 | 8411 | 8418 | 8189 | 9160 | 7355 | 6229 | 6316 | 5282 | 4464 | 4711 | 4841 | 6192 | 8411 | 8418 | 8189 | 9160 | 7355 | 6229 | 6316 | 5282 | 4464 | 537.329 | 552.214 | 706.336 | 959.389 | 960.152 | 934.108 | 1044.871 | 838.988 | 710.554 | 720.378 | 602.497 | 509.184 | 0 | 0 | 79568 | 79568 | 9076 | 2020 | solar PV | TRUE
61096 | N | . | Sampson Solar | Sampson Solar, LLC | 60709 | NC | SAT | SERC |  | 22 | 2 | NAICS-22 Non-Cogen | PV | SUN | SUN | CPLE | A |  | 0 | 0 | 0 | 0 | 0 | 0 | 0 | 0 | 0 | 0 | 0 | 0 | 0 | 0 | 0 | 0 | 0 | 0 | 0 | 0 | 0 | 0 | 0 | 0 | 0 | 0 | 0 | 0 | 0 | 0 | 0 | 0 | 0 | 0 | 0 | 0 | 1952 | 2006 | 2566 | 3485 | 3488 | 3394 | 3796 | 3048 | 2581 | 2617 | 2189 | 1850 | 1952 | 2006 | 2566 | 3485 | 3488 | 3394 | 3796 | 3048 | 2581 | 2617 | 2189 | 1850 | 222.663 | 228.832 | 292.698 | 397.561 | 397.877 | 387.085 | 432.984 | 347.668 | 294.446 | 298.517 | 249.669 | 211 | 0 | 0 | 32972 | 32972 | 3761 | 2020 | solar PV | TRUE
61097 | N | . | Syncarpha Freetown | Marie's Way Solar I, LLC | 60710 | MA | NEW | NPCC |  | 22 | 2 | NAICS-22 Non-Cogen | PV | SUN | SUN | ISNE | A |  | 0 | 0 | 0 | 0 | 0 | 0 | 0 | 0 | 0 | 0 | 0 | 0 | 0 | 0 | 0 | 0 | 0 | 0 | 0 | 0 | 0 | 0 | 0 | 0 | 0 | 0 | 0 | 0 | 0 | 0 | 0 | 0 | 0 | 0 | 0 | 0 | 2718 | 3560 | 5417 | 5194 | 7322 | 6918 | 6813 | 6440 | 5592 | 4065 | 2907 | 2213 | 2718 | 3560 | 5417 | 5194 | 7322 | 6918 | 6813 | 6440 | 5592 | 4065 | 2907 | 2213 | 310.023 | 406.081 | 617.886 | 592.431 | 835.215 | 789.108 | 777.101 | 734.595 | 637.818 | 463.715 | 331.637 | 252.39 | 0 | 0 | 59159 | 59159 | 6748 | 2020 | solar PV | TRUE
61099 | N | . | Kihei Solar Farm | South Maui Renewable Resources LLC | 60712 | HI | PACN |  |  | 22 | 2 | NAICS-22 Non-Cogen | PV | SUN | SUN | HECO | A |  | 0 | 0 | 0 | 0 | 0 | 0 | 0 | 0 | 0 | 0 | 0 | 0 | 0 | 0 | 0 | 0 | 0 | 0 | 0 | 0 | 0 | 0 | 0 | 0 | 0 | 0 | 0 | 0 | 0 | 0 | 0 | 0 | 0 | 0 | 0 | 0 | 2856 | 3530 | 3958 | 5080 | 5853 | 5558 | 5464 | 5859 | 5923 | 4575 | 3997 | 4158 | 2856 | 3530 | 3958 | 5080 | 5853 | 5558 | 5464 | 5859 | 5923 | 4575 | 3997 | 4158 | 325.738 | 402.67 | 451.443 | 579.463 | 667.577 | 633.992 | 623.219 | 668.277 | 675.551 | 521.861 | 455.935 | 474.274 | 0 | 0 | 56811 | 56811 | 6480 | 2020 | solar PV | TRUE
61100 | N | . | Burke Wind, LLC | Burke Wind LLC | 60714 | ND | WNC | MRO |  | 22 | 2 | NAICS-22 Non-Cogen | WT | WND | WND | SWPP | M |  | . | . | . | . | . | . | . | . | . | . | . | 0 | . | . | . | . | . | . | . | . | . | . | . | 0 | . | . | . | . | . | . | . | . | . | . | . | 0 | . | . | . | . | . | . | . | . | . | . | . | 195171 | . | . | . | . | . | . | . | . | . | . | . | 195171 | . | . | . | . | . | . | . | . | . | . | . | 22262 | 0 | 0 | 195171 | 195171 | 22262 | 2020 | onshore wind | TRUE
61101 | N | . | Ku'ia Solar | Ku'ia Solar LLC | 60713 | HI | PACN |  |  | 22 | 2 | NAICS-22 Non-Cogen | PV | SUN | SUN | HECO | A |  | 0 | 0 | 0 | 0 | 0 | 0 | 0 | 0 | 0 | 0 | 0 | 0 | 0 | 0 | 0 | 0 | 0 | 0 | 0 | 0 | 0 | 0 | 0 | 0 | 0 | 0 | 0 | 0 | 0 | 0 | 0 | 0 | 0 | 0 | 0 | 0 | 2358 | 2915 | 3268 | 4194 | 4832 | 4589 | 4511 | 4837 | 4890 | 3777 | 3300 | 3433 | 2358 | 2915 | 3268 | 4194 | 4832 | 4589 | 4511 | 4837 | 4890 | 3777 | 3300 | 3433 | 268.936 | 332.451 | 372.719 | 478.415 | 551.163 | 523.435 | 514.54 | 551.741 | 557.746 | 430.857 | 376.428 | 391.569 | 0 | 0 | 46904 | 46904 | 5350 | 2020 | solar PV | TRUE
61104 | N | . | Pima Community College - East Campus | Tesla Inc. | 60947 | AZ | MTN | WECC |  | 22 | 2 | NAICS-22 Non-Cogen | PV | SUN | SUN | TEPC | A |  | 0 | 0 | 0 | 0 | 0 | 0 | 0 | 0 | 0 | 0 | 0 | 0 | 0 | 0 | 0 | 0 | 0 | 0 | 0 | 0 | 0 | 0 | 0 | 0 | 0 | 0 | 0 | 0 | 0 | 0 | 0 | 0 | 0 | 0 | 0 | 0 | 1472 | 1700 | 1919 | 2565 | 2778 | 2654 | 2660 | 2445 | 2209 | 2083 | 1487 | 1320 | 1472 | 1700 | 1919 | 2565 | 2778 | 2654 | 2660 | 2445 | 2209 | 2083 | 1487 | 1320 | 167.955 | 193.957 | 218.843 | 292.54 | 316.877 | 302.744 | 303.365 | 278.902 | 251.995 | 237.563 | 169.658 | 150.601 | 0 | 0 | 25292 | 25292 | 2885 | 2020 | solar PV | TRUE
61106 | N | . | Pine River Wind Park | DTE Electric Company | 5109 | MI | ENC | RFC |  | 22 | 1 | Electric Utility | WT | WND | WND | MISO | M |  | 0 | 0 | 0 | 0 | 0 | 0 | 0 | 0 | 0 | 0 | 0 | 0 | 0 | 0 | 0 | 0 | 0 | 0 | 0 | 0 | 0 | 0 | 0 | 0 | 0 | 0 | 0 | 0 | 0 | 0 | 0 | 0 | 0 | 0 | 0 | 0 | 336136 | 383995 | 352653 | 319145 | 299489 | 227916 | 153089 | 180039 | 261414 | 309124 | 467921 | 353117 | 336136 | 383995 | 352653 | 319145 | 299489 | 227916 | 153089 | 180039 | 261414 | 309124 | 467921 | 353117 | 38341 | 43800 | 40225 | 36403 | 34161 | 25997 | 17462 | 20536 | 29818 | 35260 | 53373 | 40278 | 0 | 0 | 3644038 | 3644038 | 415654 | 2020 | onshore wind | TRUE
61107 | N | . | Vanadium Redox Flow Battery Plant | VRF Battery Plant | 60723 | CA | PACC | WECC |  | 22 | 1 | Electric Utility | BA | MWH | OTH | CISO | A | megawatthours | 197 | 151 | 232 | 206 | 200 | 177 | 210 | 209 | 226 | 241 | 238 | 222 | 197 | 151 | 232 | 206 | 200 | 177 | 210 | 209 | 226 | 241 | 238 | 222 | 0 | 0 | 0 | 0 | 0 | 0 | 0 | 0 | 0 | 0 | 0 | 0 | 0 | 0 | 0 | 0 | 0 | 0 | 0 | 0 | 0 | 0 | 0 | 0 | 0 | 0 | 0 | 0 | 0 | 0 | 0 | 0 | 0 | 0 | 0 | 0 | -62.511 | -48.301 | -74.116 | -65.722 | -63.674 | -56.55 | -66.858 | -66.632 | -72.035 | -76.93 | -75.832 | -70.839 | 2509 | 2509 | 0 | 0 | -800 | 2020 | other | TRUE
61115 | N | . | Manteca Land PV | AES Distributed Energy | 61012 | CA | PACC | WECC |  | 22 | 2 | NAICS-22 Non-Cogen | PV | SUN | SUN | CISO | A |  | 0 | 0 | 0 | 0 | 0 | 0 | 0 | 0 | 0 | 0 | 0 | 0 | 0 | 0 | 0 | 0 | 0 | 0 | 0 | 0 | 0 | 0 | 0 | 0 | 0 | 0 | 0 | 0 | 0 | 0 | 0 | 0 | 0 | 0 | 0 | 0 | 847 | 1148 | 1123 | 1415 | 1852 | 1844 | 2083 | 1726 | 1355 | 1253 | 990 | 784 | 847 | 1148 | 1123 | 1415 | 1852 | 1844 | 2083 | 1726 | 1355 | 1253 | 990 | 784 | 96.564 | 130.896 | 128.09 | 161.429 | 211.27 | 210.383 | 237.631 | 196.871 | 154.583 | 142.885 | 112.961 | 89.437 | 0 | 0 | 16420 | 16420 | 1873 | 2020 | solar PV | TRUE
61116 | N | . | Delano Land 1 | AES Distributed Energy | 61012 | CA | PACC | WECC |  | 22 | 2 | NAICS-22 Non-Cogen | PV | SUN | SUN | CISO | A |  | 0 | 0 | 0 | 0 | 0 | 0 | 0 | 0 | 0 | 0 | 0 | 0 | 0 | 0 | 0 | 0 | 0 | 0 | 0 | 0 | 0 | 0 | 0 | 0 | 0 | 0 | 0 | 0 | 0 | 0 | 0 | 0 | 0 | 0 | 0 | 0 | 785 | 1064 | 1041 | 1312 | 1717 | 1710 | 1931 | 1600 | 1256 | 1161 | 918 | 727 | 785 | 1064 | 1041 | 1312 | 1717 | 1710 | 1931 | 1600 | 1256 | 1161 | 918 | 727 | 89.498 | 121.322 | 118.721 | 149.622 | 195.817 | 194.995 | 220.25 | 182.471 | 143.276 | 132.434 | 104.699 | 82.895 | 0 | 0 | 15222 | 15222 | 1736 | 2020 | solar PV | TRUE
61117 | N | . | Bakersfield PV 1 | AES Distributed Energy | 61012 | CA | PACC | WECC |  | 22 | 2 | NAICS-22 Non-Cogen | PV | SUN | SUN | CISO | A |  | 0 | 0 | 0 | 0 | 0 | 0 | 0 | 0 | 0 | 0 | 0 | 0 | 0 | 0 | 0 | 0 | 0 | 0 | 0 | 0 | 0 | 0 | 0 | 0 | 0 | 0 | 0 | 0 | 0 | 0 | 0 | 0 | 0 | 0 | 0 | 0 | 4296 | 5824 | 5699 | 7182 | 9399 | 9360 | 10572 | 8759 | 6877 | 6357 | 5026 | 3979 | 4296 | 5824 | 5699 | 7182 | 9399 | 9360 | 10572 | 8759 | 6877 | 6357 | 5026 | 3979 | 490.032 | 664.265 | 650.024 | 819.213 | 1072.144 | 1067.642 | 1205.919 | 999.071 | 784.468 | 725.105 | 573.248 | 453.869 | 0 | 0 | 83330 | 83330 | 9505 | 2020 | solar PV | TRUE
61118 | N | . | Bakersfield Industrial PV 1 | AES Distributed Energy | 61012 | CA | PACC | WECC |  | 22 | 2 | NAICS-22 Non-Cogen | PV | SUN | SUN | CISO | A |  | 0 | 0 | 0 | 0 | 0 | 0 | 0 | 0 | 0 | 0 | 0 | 0 | 0 | 0 | 0 | 0 | 0 | 0 | 0 | 0 | 0 | 0 | 0 | 0 | 0 | 0 | 0 | 0 | 0 | 0 | 0 | 0 | 0 | 0 | 0 | 0 | 1015 | 1376 | 1347 | 1697 | 2221 | 2212 | 2498 | 2070 | 1625 | 1502 | 1188 | 940 | 1015 | 1376 | 1347 | 1697 | 2221 | 2212 | 2498 | 2070 | 1625 | 1502 | 1188 | 940 | 115.793 | 156.964 | 153.598 | 193.577 | 253.344 | 252.28 | 284.955 | 236.077 | 185.367 | 171.34 | 135.457 | 107.248 | 0 | 0 | 19691 | 19691 | 2246 | 2020 | solar PV | TRUE
61119 | N | . | Quichapa 1 | Quichapa 1 LLC | 60731 | UT | MTN | WECC |  | 22 | 2 | NAICS-22 Non-Cogen | PV | SUN | SUN | PACE | A |  | 0 | 0 | 0 | 0 | 0 | 0 | 0 | 0 | 0 | 0 | 0 | 0 | 0 | 0 | 0 | 0 | 0 | 0 | 0 | 0 | 0 | 0 | 0 | 0 | 0 | 0 | 0 | 0 | 0 | 0 | 0 | 0 | 0 | 0 | 0 | 0 | 3526 | 4877 | 5383 | 6755 | 7297 | 7999 | 8240 | 7822 | 6642 | 5747 | 3428 | 3025 | 3526 | 4877 | 5383 | 6755 | 7297 | 7999 | 8240 | 7822 | 6642 | 5747 | 3428 | 3025 | 402.226 | 556.25 | 614.001 | 770.544 | 832.316 | 912.403 | 939.9 | 892.206 | 757.596 | 655.513 | 390.983 | 345.062 | 0 | 0 | 70741 | 70741 | 8069 | 2020 | solar PV | TRUE
61120 | N | . | Quichapa 2 | Quichapa 2 LLC | 60732 | UT | MTN | WECC |  | 22 | 2 | NAICS-22 Non-Cogen | PV | SUN | SUN | PACE | A |  | 0 | 0 | 0 | 0 | 0 | 0 | 0 | 0 | 0 | 0 | 0 | 0 | 0 | 0 | 0 | 0 | 0 | 0 | 0 | 0 | 0 | 0 | 0 | 0 | 0 | 0 | 0 | 0 | 0 | 0 | 0 | 0 | 0 | 0 | 0 | 0 | 3508 | 4851 | 5355 | 6720 | 7259 | 7957 | 8197 | 7781 | 6607 | 5717 | 3410 | 3009 | 3508 | 4851 | 5355 | 6720 | 7259 | 7957 | 8197 | 7781 | 6607 | 5717 | 3410 | 3009 | 400.131 | 553.355 | 610.805 | 766.533 | 827.984 | 907.654 | 935.008 | 887.562 | 753.653 | 652.101 | 388.948 | 343.266 | 0 | 0 | 70371 | 70371 | 8027 | 2020 | solar PV | TRUE
61121 | N | . | Quichapa 3 | Quichapa 3 LLC | 60733 | UT | MTN | WECC |  | 22 | 2 | NAICS-22 Non-Cogen | PV | SUN | SUN | PACE | A |  | 0 | 0 | 0 | 0 | 0 | 0 | 0 | 0 | 0 | 0 | 0 | 0 | 0 | 0 | 0 | 0 | 0 | 0 | 0 | 0 | 0 | 0 | 0 | 0 | 0 | 0 | 0 | 0 | 0 | 0 | 0 | 0 | 0 | 0 | 0 | 0 | 3517 | 4864 | 5369 | 6738 | 7278 | 7978 | 8219 | 7802 | 6625 | 5732 | 3419 | 3017 | 3517 | 4864 | 5369 | 6738 | 7278 | 7978 | 8219 | 7802 | 6625 | 5732 | 3419 | 3017 | 401.178 | 554.803 | 612.403 | 768.538 | 830.15 | 910.029 | 937.454 | 889.884 | 755.624 | 653.807 | 389.966 | 344.164 | 0 | 0 | 70558 | 70558 | 8048 | 2020 | solar PV | TRUE
61124 | N | . | Elizabeth Mines Solar 1 | Elizabeth Mines Solar 1, LLC | 60734 | VT | NEW | NPCC |  | 22 | 2 | NAICS-22 Non-Cogen | PV | SUN | SUN | ISNE | A |  | 0 | 0 | 0 | 0 | 0 | 0 | 0 | 0 | 0 | 0 | 0 | 0 | 0 | 0 | 0 | 0 | 0 | 0 | 0 | 0 | 0 | 0 | 0 | 0 | 0 | 0 | 0 | 0 | 0 | 0 | 0 | 0 | 0 | 0 | 0 | 0 | 1270 | 2262 | 6162 | 6992 | 9763 | 9047 | 9322 | 8238 | 6506 | 4555 | 2727 | 1126 | 1270 | 2262 | 6162 | 6992 | 9763 | 9047 | 9322 | 8238 | 6506 | 4555 | 2727 | 1126 | 144.888 | 258.018 | 702.868 | 797.543 | 1113.563 | 1031.952 | 1063.35 | 939.674 | 742.056 | 519.511 | 311.107 | 128.47 | 0 | 0 | 67970 | 67970 | 7753 | 2020 | solar PV | TRUE
61125 | N | . | Nebraska Valley Solar Farm | Town of Stowe- (VT) | 27316 | VT | NEW | NPCC |  | 22 | 1 | Electric Utility | PV | SUN | SUN | ISNE | A |  | 0 | 0 | 0 | 0 | 0 | 0 | 0 | 0 | 0 | 0 | 0 | 0 | 0 | 0 | 0 | 0 | 0 | 0 | 0 | 0 | 0 | 0 | 0 | 0 | 0 | 0 | 0 | 0 | 0 | 0 | 0 | 0 | 0 | 0 | 0 | 0 | 208 | 371 | 1010 | 1146 | 1600 | 1483 | 1528 | 1351 | 1067 | 747 | 447 | 185 | 208 | 371 | 1010 | 1146 | 1600 | 1483 | 1528 | 1351 | 1067 | 747 | 447 | 185 | 23.751 | 42.299 | 115.226 | 130.746 | 182.554 | 169.175 | 174.322 | 154.047 | 121.65 | 85.167 | 51.002 | 21.061 | 0 | 0 | 11143 | 11143 | 1271 | 2020 | solar PV | TRUE
61126 | N | . | Bedford Solar | Oppidum Renewables USA, LLC | 63026 | VA | SAT | RFC |  | 22 | 2 | NAICS-22 Non-Cogen | PV | SUN | SUN | PJM | A |  | 0 | 0 | 0 | 0 | 0 | 0 | 0 | 0 | 0 | 0 | 0 | 0 | 0 | 0 | 0 | 0 | 0 | 0 | 0 | 0 | 0 | 0 | 0 | 0 | 0 | 0 | 0 | 0 | 0 | 0 | 0 | 0 | 0 | 0 | 0 | 0 | 2390 | 2564 | 3553 | 4563 | 4785 | 5301 | 5844 | 4107 | 3395 | 3265 | 2602 | 2036 | 2390 | 2564 | 3553 | 4563 | 4785 | 5301 | 5844 | 4107 | 3395 | 3265 | 2602 | 2036 | 272.655 | 292.457 | 405.256 | 520.432 | 545.835 | 604.681 | 666.536 | 468.416 | 387.299 | 372.462 | 296.769 | 232.202 | 0 | 0 | 44405 | 44405 | 5065 | 2020 | solar PV | TRUE
61127 | N | . | Gamble Solar | Oppidum Renewables USA, LLC | 63026 | NC | SAT | SERC |  | 22 | 2 | NAICS-22 Non-Cogen | PV | SUN | SUN | DUK | A |  | 0 | 0 | 0 | 0 | 0 | 0 | 0 | 0 | 0 | 0 | 0 | 0 | 0 | 0 | 0 | 0 | 0 | 0 | 0 | 0 | 0 | 0 | 0 | 0 | 0 | 0 | 0 | 0 | 0 | 0 | 0 | 0 | 0 | 0 | 0 | 0 | 1323 | 1359 | 1738 | 2361 | 2363 | 2299 | 2572 | 2065 | 1749 | 1773 | 1483 | 1253 | 1323 | 1359 | 1738 | 2361 | 2363 | 2299 | 2572 | 2065 | 1749 | 1773 | 1483 | 1253 | 150.851 | 155.029 | 198.297 | 269.339 | 269.553 | 262.242 | 293.338 | 235.538 | 199.481 | 202.239 | 169.145 | 142.948 | 0 | 0 | 22338 | 22338 | 2548 | 2020 | solar PV | TRUE
61128 | N | . | Salisbury Solar | Oppidum Renewables USA, LLC | 63026 | NC | SAT | SERC |  | 22 | 2 | NAICS-22 Non-Cogen | PV | SUN | SUN | DUK | A |  | 0 | 0 | 0 | 0 | 0 | 0 | 0 | 0 | 0 | 0 | 0 | 0 | 0 | 0 | 0 | 0 | 0 | 0 | 0 | 0 | 0 | 0 | 0 | 0 | 0 | 0 | 0 | 0 | 0 | 0 | 0 | 0 | 0 | 0 | 0 | 0 | 3893 | 4001 | 5118 | 6951 | 6957 | 6768 | 7571 | 6079 | 5148 | 5220 | 4365 | 3689 | 3893 | 4001 | 5118 | 6951 | 6957 | 6768 | 7571 | 6079 | 5148 | 5220 | 4365 | 3689 | 444.084 | 456.386 | 583.762 | 792.902 | 793.532 | 772.008 | 863.55 | 693.395 | 587.248 | 595.367 | 497.943 | 420.823 | 0 | 0 | 65760 | 65760 | 7501 | 2020 | solar PV | TRUE
61129 | N | . | Wadesboro Solar | Oppidum Renewables USA, LLC | 63026 | NC | SAT | SERC |  | 22 | 2 | NAICS-22 Non-Cogen | PV | SUN | SUN | CPLE | A |  | 0 | 0 | 0 | 0 | 0 | 0 | 0 | 0 | 0 | 0 | 0 | 0 | 0 | 0 | 0 | 0 | 0 | 0 | 0 | 0 | 0 | 0 | 0 | 0 | 0 | 0 | 0 | 0 | 0 | 0 | 0 | 0 | 0 | 0 | 0 | 0 | 4672 | 4801 | 6141 | 8341 | 8348 | 8122 | 9085 | 7295 | 6178 | 6263 | 5238 | 4427 | 4672 | 4801 | 6141 | 8341 | 8348 | 8122 | 9085 | 7295 | 6178 | 6263 | 5238 | 4427 | 532.889 | 547.651 | 700.499 | 951.461 | 952.218 | 926.389 | 1036.237 | 832.055 | 704.682 | 714.425 | 597.518 | 504.976 | 0 | 0 | 78911 | 78911 | 9001 | 2020 | solar PV | TRUE
61131 | N | . | Tolson Solar | Oppidum Renewables USA, LLC | 63026 | NC | SAT | SERC |  | 22 | 2 | NAICS-22 Non-Cogen | PV | SUN | SUN | PJM | A |  | 0 | 0 | 0 | 0 | 0 | 0 | 0 | 0 | 0 | 0 | 0 | 0 | 0 | 0 | 0 | 0 | 0 | 0 | 0 | 0 | 0 | 0 | 0 | 0 | 0 | 0 | 0 | 0 | 0 | 0 | 0 | 0 | 0 | 0 | 0 | 0 | 2553 | 2623 | 3355 | 4558 | 4561 | 4438 | 4964 | 3986 | 3376 | 3422 | 2862 | 2419 | 2553 | 2623 | 3355 | 4558 | 4561 | 4438 | 4964 | 3986 | 3376 | 3422 | 2862 | 2419 | 291.163 | 299.227 | 382.741 | 519.863 | 520.276 | 506.164 | 566.183 | 454.621 | 385.027 | 390.35 | 326.474 | 275.911 | 0 | 0 | 43117 | 43117 | 4918 | 2020 | solar PV | TRUE
61134 | N | . | Phelps 158 Solar Farm | Greenbacker Renewable Energy Corporation | 60025 | NC | SAT | SERC |  | 22 | 2 | NAICS-22 Non-Cogen | PV | SUN | SUN | PJM | A |  | 0 | 0 | 0 | 0 | 0 | 0 | 0 | 0 | 0 | 0 | 0 | 0 | 0 | 0 | 0 | 0 | 0 | 0 | 0 | 0 | 0 | 0 | 0 | 0 | 0 | 0 | 0 | 0 | 0 | 0 | 0 | 0 | 0 | 0 | 0 | 0 | 5065 | 5205 | 6658 | 9043 | 9050 | 8805 | 9849 | 7908 | 6698 | 6790 | 5679 | 4799 | 5065 | 5205 | 6658 | 9043 | 9050 | 8805 | 9849 | 7908 | 6698 | 6790 | 5679 | 4799 | 577.707 | 593.709 | 759.412 | 1031.481 | 1032.301 | 1004.3 | 1123.386 | 902.032 | 763.947 | 774.509 | 647.771 | 547.445 | 0 | 0 | 85549 | 85549 | 9758 | 2020 | solar PV | TRUE
61135 | N | . | Lebanon Solar Farm (MO) | MC Power Companies Inc | 58822 | MO | WNC | SERC |  | 22 | 2 | NAICS-22 Non-Cogen | PV | SUN | SUN | SWPP | A |  | 0 | 0 | 0 | 0 | 0 | 0 | 0 | 0 | 0 | 0 | 0 | 0 | 0 | 0 | 0 | 0 | 0 | 0 | 0 | 0 | 0 | 0 | 0 | 0 | 0 | 0 | 0 | 0 | 0 | 0 | 0 | 0 | 0 | 0 | 0 | 0 | 1675 | 2516 | 2897 | 3385 | 3147 | 4045 | 3925 | 4039 | 3497 | 2765 | 2601 | 2276 | 1675 | 2516 | 2897 | 3385 | 3147 | 4045 | 3925 | 4039 | 3497 | 2765 | 2601 | 2276 | 191.096 | 286.958 | 330.475 | 386.079 | 358.96 | 461.445 | 447.675 | 460.709 | 398.903 | 315.443 | 296.628 | 259.629 | 0 | 0 | 36768 | 36768 | 4194 | 2020 | solar PV | TRUE
61138 | N | . | Armstrong Solar | ETCAP NES CS MN 06 LLC | 60904 | MN | WNC | MRO |  | 22 | 2 | NAICS-22 Non-Cogen | PV | SUN | SUN | MISO | A |  | 0 | 0 | 0 | 0 | 0 | 0 | 0 | 0 | 0 | 0 | 0 | 0 | 0 | 0 | 0 | 0 | 0 | 0 | 0 | 0 | 0 | 0 | 0 | 0 | 0 | 0 | 0 | 0 | 0 | 0 | 0 | 0 | 0 | 0 | 0 | 0 | 1393 | 3090 | 3749 | 4956 | 5156 | 5588 | 5388 | 5336 | 3763 | 2816 | 2155 | 1349 | 1393 | 3090 | 3749 | 4956 | 5156 | 5588 | 5388 | 5336 | 3763 | 2816 | 2155 | 1349 | 158.926 | 352.44 | 427.611 | 565.334 | 588.063 | 637.395 | 614.62 | 608.594 | 429.167 | 321.172 | 245.791 | 153.887 | 0 | 0 | 44739 | 44739 | 5103 | 2020 | solar PV | TRUE
61139 | N | . | Marmas Solar CSG | National Grid Renewables | 62759 | MN | WNC | MRO |  | 22 | 2 | NAICS-22 Non-Cogen | PV | SUN | SUN | MISO | A |  | 0 | 0 | 0 | 0 | 0 | 0 | 0 | 0 | 0 | 0 | 0 | 0 | 0 | 0 | 0 | 0 | 0 | 0 | 0 | 0 | 0 | 0 | 0 | 0 | 0 | 0 | 0 | 0 | 0 | 0 | 0 | 0 | 0 | 0 | 0 | 0 | 1943 | 4309 | 5228 | 6911 | 7189 | 7792 | 7514 | 7440 | 5247 | 3926 | 3005 | 1881 | 1943 | 4309 | 5228 | 6911 | 7189 | 7792 | 7514 | 7440 | 5247 | 3926 | 3005 | 1881 | 221.618 | 491.468 | 596.293 | 788.343 | 820.038 | 888.83 | 857.072 | 848.669 | 598.462 | 447.866 | 342.75 | 214.591 | 0 | 0 | 62385 | 62385 | 7116 | 2020 | solar PV | TRUE
61140 | N | . | CF Novel Solar CSG Gardens Two, LLC | Cypress Creek Renewables | 61060 | MN | WNC | MRO |  | 22 | 2 | NAICS-22 Non-Cogen | PV | SUN | SUN | MISO | A |  | 0 | 0 | 0 | 0 | 0 | 0 | 0 | 0 | 0 | 0 | 0 | 0 | 0 | 0 | 0 | 0 | 0 | 0 | 0 | 0 | 0 | 0 | 0 | 0 | 0 | 0 | 0 | 0 | 0 | 0 | 0 | 0 | 0 | 0 | 0 | 0 | 919 | 2037 | 2472 | 3268 | 3400 | 3685 | 3553 | 3518 | 2481 | 1857 | 1421 | 890 | 919 | 2037 | 2472 | 3268 | 3400 | 3685 | 3553 | 3518 | 2481 | 1857 | 1421 | 890 | 104.798 | 232.405 | 281.974 | 372.79 | 387.778 | 420.308 | 405.291 | 401.317 | 282.999 | 211.786 | 162.079 | 101.475 | 0 | 0 | 29501 | 29501 | 3365 | 2020 | solar PV | TRUE
61141 | N | . | CF Novel Solar CSG Gardens Eleven, LLC | Cypress Creek Renewables | 61060 | MN | WNC | MRO |  | 22 | 2 | NAICS-22 Non-Cogen | PV | SUN | SUN | MISO | A |  | 0 | 0 | 0 | 0 | 0 | 0 | 0 | 0 | 0 | 0 | 0 | 0 | 0 | 0 | 0 | 0 | 0 | 0 | 0 | 0 | 0 | 0 | 0 | 0 | 0 | 0 | 0 | 0 | 0 | 0 | 0 | 0 | 0 | 0 | 0 | 0 | 1349 | 2991 | 3629 | 4798 | 4991 | 5410 | 5216 | 5165 | 3642 | 2726 | 2086 | 1306 | 1349 | 2991 | 3629 | 4798 | 4991 | 5410 | 5216 | 5165 | 3642 | 2726 | 2086 | 1306 | 153.851 | 341.182 | 413.953 | 547.276 | 569.279 | 617.035 | 594.988 | 589.154 | 415.458 | 310.913 | 237.94 | 148.971 | 0 | 0 | 43309 | 43309 | 4940 | 2020 | solar PV | TRUE
61142 | N | . | WasecaSun | National Grid Renewables | 62759 | MN | WNC | MRO |  | 22 | 2 | NAICS-22 Non-Cogen | PV | SUN | SUN | MISO | A |  | 0 | 0 | 0 | 0 | 0 | 0 | 0 | 0 | 0 | 0 | 0 | 0 | 0 | 0 | 0 | 0 | 0 | 0 | 0 | 0 | 0 | 0 | 0 | 0 | 0 | 0 | 0 | 0 | 0 | 0 | 0 | 0 | 0 | 0 | 0 | 0 | 2523 | 5595 | 6789 | 8975 | 9336 | 10119 | 9758 | 9662 | 6814 | 5099 | 3902 | 2443 | 2523 | 5595 | 6789 | 8975 | 9336 | 10119 | 9758 | 9662 | 6814 | 5099 | 3902 | 2443 | 287.8 | 638.232 | 774.36 | 1023.76 | 1064.92 | 1154.255 | 1113.013 | 1102.1 | 777.176 | 581.609 | 445.102 | 278.673 | 0 | 0 | 81015 | 81015 | 9241 | 2020 | solar PV | TRUE
61145 | N | . | Brown County LFGTE Power Station | EDL Inc | 55858 | OH | ENC | RFC |  | 22 | 2 | NAICS-22 Non-Cogen | IC | LFG | MLG | PJM | A | mcf | 56305 | 50434 | 57386 | 55129 | 54217 | 50683 | 49607 | 49093 | 49098 | 53377 | 50539 | 55747 | 56305 | 50434 | 57386 | 55129 | 54217 | 50683 | 49607 | 49093 | 49098 | 53377 | 50539 | 55747 | 0.5 | 0.5 | 0.5 | 0.5 | 0.5 | 0.5 | 0.5 | 0.5 | 0.5 | 0.5 | 0.5 | 0.5 | 28153 | 25217 | 28693 | 27565 | 27109 | 25342 | 24804 | 24547 | 24549 | 26689 | 25270 | 27874 | 28153 | 25217 | 28693 | 27565 | 27109 | 25342 | 24804 | 24547 | 24549 | 26689 | 25270 | 27874 | 2433.541 | 2179.818 | 2480.284 | 2382.716 | 2343.29 | 2190.547 | 2144.067 | 2121.86 | 2122.07 | 2307.013 | 2184.35 | 2409.444 | 631615 | 631615 | 315812 | 315812 | 27299 | 2020 | biomass | TRUE
61152 | N | . | Intel Folsom Phase 3 | Tesla Inc. | 60947 | CA | PACC | WECC |  | 22 | 2 | NAICS-22 Non-Cogen | PV | SUN | SUN | BANC | A |  | 0 | 0 | 0 | 0 | 0 | 0 | 0 | 0 | 0 | 0 | 0 | 0 | 0 | 0 | 0 | 0 | 0 | 0 | 0 | 0 | 0 | 0 | 0 | 0 | 0 | 0 | 0 | 0 | 0 | 0 | 0 | 0 | 0 | 0 | 0 | 0 | 2340 | 3172 | 3104 | 3912 | 5120 | 5098 | 5758 | 4771 | 3746 | 3462 | 2737 | 2167 | 2340 | 3172 | 3104 | 3912 | 5120 | 5098 | 5758 | 4771 | 3746 | 3462 | 2737 | 2167 | 266.902 | 361.799 | 354.042 | 446.193 | 583.955 | 581.502 | 656.817 | 544.154 | 427.269 | 394.936 | 312.226 | 247.205 | 0 | 0 | 45387 | 45387 | 5177 | 2020 | solar PV | TRUE
61153 | N | . | AT&T Holger | Bloom Energy | 57128 | CA | PACC | WECC |  | 22 | 2 | NAICS-22 Non-Cogen | FC | NG | NG | CISO | A | mcf | 4614 | 4075 | 4524 | 3199 | 3008 | 4232 | 5920 | 7361 | 6411 | 6658 | 5318 | 5895 | 4614 | 4075 | 4524 | 3199 | 3008 | 4232 | 5920 | 7361 | 6411 | 6658 | 5318 | 5895 | 1.02 | 1.02 | 1.02 | 1.02 | 1.02 | 1.02 | 1.02 | 1.02 | 1.02 | 1.02 | 1.02 | 1.02 | 4706 | 4157 | 4614 | 3263 | 3068 | 4317 | 6038 | 7508 | 6539 | 6791 | 5424 | 6013 | 4706 | 4157 | 4614 | 3263 | 3068 | 4317 | 6038 | 7508 | 6539 | 6791 | 5424 | 6013 | 632.345 | 558.42 | 619.883 | 438.382 | 412.198 | 579.842 | 811.138 | 1008.707 | 878.427 | 912.268 | 728.687 | 807.703 | 61215 | 61215 | 62438 | 62438 | 8388 | 2020 | other | TRUE
61154 | N | . | AT&T Anaheim | Bloom Energy | 57128 | CA | PACC | WECC |  | 22 | 2 | NAICS-22 Non-Cogen | FC | NG | NG | CISO | A | mcf | 4610 | 4071 | 4520 | 3196 | 3005 | 4228 | 5914 | 7354 | 6405 | 6651 | 5313 | 5889 | 4610 | 4071 | 4520 | 3196 | 3005 | 4228 | 5914 | 7354 | 6405 | 6651 | 5313 | 5889 | 1.02 | 1.02 | 1.02 | 1.02 | 1.02 | 1.02 | 1.02 | 1.02 | 1.02 | 1.02 | 1.02 | 1.02 | 4702 | 4152 | 4610 | 3260 | 3065 | 4313 | 6032 | 7501 | 6533 | 6784 | 5419 | 6007 | 4702 | 4152 | 4610 | 3260 | 3065 | 4313 | 6032 | 7501 | 6533 | 6784 | 5419 | 6007 | 648.327 | 572.533 | 635.55 | 449.461 | 422.616 | 594.498 | 831.639 | 1034.202 | 900.628 | 935.325 | 747.104 | 828.117 | 61156 | 61156 | 62378 | 62378 | 8600 | 2020 | other | TRUE
61155 | N | . | Big Timber Wind Farm | Consolidated Edison Development Inc. | 56769 | MT | MTN | WECC |  | 22 | 2 | NAICS-22 Non-Cogen | WT | WND | WND | NWMT | M |  | 0 | 0 | 0 | 0 | 0 | 0 | 0 | 0 | 0 | 0 | 0 | 0 | 0 | 0 | 0 | 0 | 0 | 0 | 0 | 0 | 0 | 0 | 0 | 0 | 0 | 0 | 0 | 0 | 0 | 0 | 0 | 0 | 0 | 0 | 0 | 0 | 102504 | 85505 | 57766 | 67962 | 50594 | 58502 | 38540 | 34612 | 58467 | 73082 | 102372 | 103819 | 102504 | 85505 | 57766 | 67962 | 50594 | 58502 | 38540 | 34612 | 58467 | 73082 | 102372 | 103819 | 11692 | 9753 | 6589 | 7752 | 5771 | 6673 | 4396 | 3948 | 6669 | 8336 | 11677 | 11842 | 0 | 0 | 833725 | 833725 | 95098 | 2020 | onshore wind | TRUE
61156 | N | . | St. Pauls Solar 2 | CD Global Solar Holdings, LLC | 60865 | NC | SAT | SERC |  | 22 | 2 | NAICS-22 Non-Cogen | PV | SUN | SUN | DUK | A |  | 0 | 0 | 0 | 0 | 0 | 0 | 0 | 0 | 0 | 0 | 0 | 0 | 0 | 0 | 0 | 0 | 0 | 0 | 0 | 0 | 0 | 0 | 0 | 0 | 0 | 0 | 0 | 0 | 0 | 0 | 0 | 0 | 0 | 0 | 0 | 0 | 4771 | 4904 | 6272 | 8519 | 8526 | 8295 | 9278 | 7450 | 6310 | 6397 | 5350 | 4522 | 4771 | 4904 | 6272 | 8519 | 8526 | 8295 | 9278 | 7450 | 6310 | 6397 | 5350 | 4522 | 544.256 | 559.332 | 715.441 | 971.757 | 972.529 | 946.15 | 1058.341 | 849.804 | 719.714 | 729.664 | 610.264 | 515.748 | 0 | 0 | 80594 | 80594 | 9193 | 2020 | solar PV | TRUE
61157 | N | . | Boaz Farm Solar | CD Global Solar Holdings, LLC | 60865 | NC | SAT | SERC |  | 22 | 2 | NAICS-22 Non-Cogen | PV | SUN | SUN | DUK | A |  | 0 | 0 | 0 | 0 | 0 | 0 | 0 | 0 | 0 | 0 | 0 | 0 | 0 | 0 | 0 | 0 | 0 | 0 | 0 | 0 | 0 | 0 | 0 | 0 | 0 | 0 | 0 | 0 | 0 | 0 | 0 | 0 | 0 | 0 | 0 | 0 | 4700 | 4830 | 6178 | 8392 | 8398 | 8170 | 9139 | 7338 | 6215 | 6301 | 5270 | 4454 | 4700 | 4830 | 6178 | 8392 | 8398 | 8170 | 9139 | 7338 | 6215 | 6301 | 5270 | 4454 | 536.087 | 550.936 | 704.702 | 957.169 | 957.93 | 931.947 | 1042.453 | 837.047 | 708.91 | 718.711 | 601.103 | 508.005 | 0 | 0 | 79385 | 79385 | 9055 | 2020 | solar PV | TRUE
61158 | N | . | Bizzell Church Solar 2 | CD Global Solar Holdings, LLC | 60865 | NC | SAT | SERC |  | 22 | 2 | NAICS-22 Non-Cogen | PV | SUN | SUN | DUK | A |  | 0 | 0 | 0 | 0 | 0 | 0 | 0 | 0 | 0 | 0 | 0 | 0 | 0 | 0 | 0 | 0 | 0 | 0 | 0 | 0 | 0 | 0 | 0 | 0 | 0 | 0 | 0 | 0 | 0 | 0 | 0 | 0 | 0 | 0 | 0 | 0 | 4628 | 4756 | 6084 | 8264 | 8270 | 8046 | 9000 | 7227 | 6120 | 6205 | 5190 | 4386 | 4628 | 4756 | 6084 | 8264 | 8270 | 8046 | 9000 | 7227 | 6120 | 6205 | 5190 | 4386 | 527.916 | 542.54 | 693.962 | 942.582 | 943.331 | 917.744 | 1026.566 | 824.29 | 698.106 | 707.758 | 591.942 | 500.263 | 0 | 0 | 78176 | 78176 | 8917 | 2020 | solar PV | TRUE
61160 | N | . | MILL SOLAR 1 | MILL SOLAR 1 LLC | 60777 | NC | SAT | SERC |  | 22 | 2 | NAICS-22 Non-Cogen | PV | SUN | SUN | DUK | A |  | 0 | 0 | 0 | 0 | 0 | 0 | 0 | 0 | 0 | 0 | 0 | 0 | 0 | 0 | 0 | 0 | 0 | 0 | 0 | 0 | 0 | 0 | 0 | 0 | 0 | 0 | 0 | 0 | 0 | 0 | 0 | 0 | 0 | 0 | 0 | 0 | 411 | 422 | 540 | 733 | 734 | 714 | 798 | 641 | 543 | 550 | 460 | 389 | 411 | 422 | 540 | 733 | 734 | 714 | 798 | 641 | 543 | 550 | 460 | 389 | 46.83 | 48.127 | 61.559 | 83.614 | 83.68 | 81.41 | 91.064 | 73.12 | 61.927 | 62.783 | 52.509 | 44.377 | 0 | 0 | 6935 | 6935 | 791 | 2020 | solar PV | TRUE
61161 | N | . | Harvest Ridge Wind Farm | Harvest Ridge Wind Farm | 60719 | IL | ENC | SERC |  | 22 | 2 | NAICS-22 Non-Cogen | WT | WND | WND | MISO | M |  | . | . | . | . | . | . | 0 | 0 | 0 | 0 | 0 | 0 | . | . | . | . | . | . | 0 | 0 | 0 | 0 | 0 | 0 | . | . | . | . | . | . | 0 | 0 | 0 | 0 | 0 | 0 | . | . | . | . | . | . | 164609 | 188596 | 327272 | 509073 | 677636 | 556731 | . | . | . | . | . | . | 164609 | 188596 | 327272 | 509073 | 677636 | 556731 | . | . | . | . | . | . | 18776 | 21512 | 37330 | 58067 | 77294 | 63503 | 0 | 0 | 2423917 | 2423917 | 276482 | 2020 | onshore wind | TRUE
61162 | N | . | RB Manufacturing LLC Belle Mead NJ | RB Manufacturing LLC | 60752 | NJ | MAT | RFC |  | 32511 | 6 | Industrial NAICS Non-Cogen | PV | SUN | SUN | PJM | A |  | 0 | 0 | 0 | 0 | 0 | 0 | 0 | 0 | 0 | 0 | 0 | 0 | 0 | 0 | 0 | 0 | 0 | 0 | 0 | 0 | 0 | 0 | 0 | 0 | 0 | 0 | 0 | 0 | 0 | 0 | 0 | 0 | 0 | 0 | 0 | 0 | 468 | 525 | 753 | 783 | 1024 | 1075 | 1013 | 875 | 804 | 580 | 533 | 369 | 468 | 525 | 753 | 783 | 1024 | 1075 | 1013 | 875 | 804 | 580 | 533 | 369 | 53.345 | 59.933 | 85.837 | 89.261 | 116.819 | 122.628 | 115.497 | 99.793 | 91.694 | 66.214 | 60.759 | 42.08 | 0 | 0 | 8802 | 8802 | 1003.86 | 2020 | solar PV | FALSE
61163 | N | . | Onset East Community Solar Facility | BCC Solar III, LLC | 60792 | MA | NEW | NPCC |  | 22 | 2 | NAICS-22 Non-Cogen | PV | SUN | SUN | ISNE | A |  | 0 | 0 | 0 | 0 | 0 | 0 | 0 | 0 | 0 | 0 | 0 | 0 | 0 | 0 | 0 | 0 | 0 | 0 | 0 | 0 | 0 | 0 | 0 | 0 | 0 | 0 | 0 | 0 | 0 | 0 | 0 | 0 | 0 | 0 | 0 | 0 | 739 | 968 | 1472 | 1412 | 1990 | 1880 | 1852 | 1750 | 1520 | 1105 | 790 | 601 | 739 | 968 | 1472 | 1412 | 1990 | 1880 | 1852 | 1750 | 1520 | 1105 | 790 | 601 | 84.26 | 110.366 | 167.932 | 161.013 | 226.998 | 214.467 | 211.204 | 199.651 | 173.349 | 126.03 | 90.134 | 68.596 | 0 | 0 | 16079 | 16079 | 1834 | 2020 | solar PV | TRUE
61164 | N | . | Onset West Community Solar Facility | BCC Solar III, LLC | 60792 | MA | NEW | NPCC |  | 22 | 2 | NAICS-22 Non-Cogen | PV | SUN | SUN | ISNE | A |  | 0 | 0 | 0 | 0 | 0 | 0 | 0 | 0 | 0 | 0 | 0 | 0 | 0 | 0 | 0 | 0 | 0 | 0 | 0 | 0 | 0 | 0 | 0 | 0 | 0 | 0 | 0 | 0 | 0 | 0 | 0 | 0 | 0 | 0 | 0 | 0 | 745 | 975 | 1484 | 1423 | 2006 | 1896 | 1867 | 1765 | 1532 | 1114 | 797 | 606 | 745 | 975 | 1484 | 1423 | 2006 | 1896 | 1867 | 1765 | 1532 | 1114 | 797 | 606 | 84.949 | 111.269 | 169.305 | 162.33 | 228.855 | 216.221 | 212.931 | 201.284 | 174.767 | 127.061 | 90.871 | 69.157 | 0 | 0 | 16210 | 16210 | 1849 | 2020 | solar PV | TRUE
61165 | N | . | Columbus Solar Project | New Mexico Renewable Development LLC | 61724 | NM | MTN | WECC |  | 22 | 2 | NAICS-22 Non-Cogen | PV | SUN | SUN | PNM | A |  | 0 | 0 | 0 | 0 | 0 | 0 | 0 | 0 | 0 | 0 | 0 | 0 | 0 | 0 | 0 | 0 | 0 | 0 | 0 | 0 | 0 | 0 | 0 | 0 | 0 | 0 | 0 | 0 | 0 | 0 | 0 | 0 | 0 | 0 | 0 | 0 | 2577 | 2707 | 3094 | 4302 | 4796 | 4507 | 4407 | 4162 | 3665 | 3505 | 2816 | 2597 | 2577 | 2707 | 3094 | 4302 | 4796 | 4507 | 4407 | 4162 | 3665 | 3505 | 2816 | 2597 | 293.986 | 308.772 | 352.889 | 490.74 | 547.018 | 514.046 | 502.651 | 474.762 | 418.006 | 399.752 | 321.192 | 296.186 | 0 | 0 | 43135 | 43135 | 4920 | 2020 | solar PV | TRUE
61166 | N | . | Tyee Lake Hydroelectric Facility | Southeast Alaska Power Agency | 60123 | AK | PACN |  |  | 22131 | 4 | Commercial NAICS Non-Cogen | HY | WAT | HYC | NA | A |  | 0 | 0 | 0 | 0 | 0 | 0 | 0 | 0 | 0 | 0 | 0 | 0 | 0 | 0 | 0 | 0 | 0 | 0 | 0 | 0 | 0 | 0 | 0 | 0 | 0 | 0 | 0 | 0 | 0 | 0 | 0 | 0 | 0 | 0 | 0 | 0 | 67136 | 70105 | 61502 | 56839 | 83378 | 81220 | 76441 | 64763 | 51888 | 51604 | 59383 | 61763 | 67136 | 70105 | 61502 | 56839 | 83378 | 81220 | 76441 | 64763 | 51888 | 51604 | 59383 | 61763 | 7657.772 | 7996.513 | 7015.221 | 6483.27 | 9510.401 | 9264.337 | 8719.192 | 7387.132 | 5918.561 | 5886.165 | 6773.463 | 7044.973 | 0 | 0 | 786022 | 786022 | 89657 | 2020 | hydro | FALSE
61172 | N | . | EE Waianae Solar Project | EE Waianae Solar Project LLC | 60793 | HI | PACN |  |  | 22 | 2 | NAICS-22 Non-Cogen | PV | SUN | SUN | HECO | M |  | 0 | 0 | 0 | 0 | 0 | 0 | 0 | 0 | 0 | 0 | 0 | 0 | 0 | 0 | 0 | 0 | 0 | 0 | 0 | 0 | 0 | 0 | 0 | 0 | 0 | 0 | 0 | 0 | 0 | 0 | 0 | 0 | 0 | 0 | 0 | 0 | 41897 | 43177 | 42336 | 50051 | 53523 | 45141 | 51120 | 54890 | 50033 | 45808 | 41380 | 40582 | 41897 | 43177 | 42336 | 50051 | 53523 | 45141 | 51120 | 54890 | 50033 | 45808 | 41380 | 40582 | 4779 | 4925 | 4829 | 5709 | 6105 | 5149 | 5831 | 6261 | 5707 | 5225 | 4720 | 4629 | 0 | 0 | 559938 | 559938 | 63869 | 2020 | solar PV | TRUE
61173 | N | . | IKEA Miami 327 | IKEA Property Inc | 57389 | FL | SAT | SERC |  | 53 | 4 | Commercial NAICS Non-Cogen | PV | SUN | SUN | FPL | A |  | 0 | 0 | 0 | 0 | 0 | 0 | 0 | 0 | 0 | 0 | 0 | 0 | 0 | 0 | 0 | 0 | 0 | 0 | 0 | 0 | 0 | 0 | 0 | 0 | 0 | 0 | 0 | 0 | 0 | 0 | 0 | 0 | 0 | 0 | 0 | 0 | 946 | 1024 | 1365 | 1237 | 1459 | 1260 | 1291 | 1232 | 1067 | 1041 | 911 | 991 | 946 | 1024 | 1365 | 1237 | 1459 | 1260 | 1291 | 1232 | 1067 | 1041 | 911 | 991 | 107.904 | 116.813 | 155.698 | 141.08 | 166.437 | 143.678 | 147.311 | 140.56 | 121.723 | 118.793 | 103.923 | 113.08 | 0 | 0 | 13824 | 13824 | 1577 | 2020 | solar PV | FALSE
61174 | N | . | Taurus Community Solar | Taurus Community Solar | 60822 | MN | WNC | MRO |  | 22 | 2 | NAICS-22 Non-Cogen | PV | SUN | SUN | MISO | A |  | 0 | 0 | 0 | 0 | 0 | 0 | 0 | 0 | 0 | 0 | 0 | 0 | 0 | 0 | 0 | 0 | 0 | 0 | 0 | 0 | 0 | 0 | 0 | 0 | 0 | 0 | 0 | 0 | 0 | 0 | 0 | 0 | 0 | 0 | 0 | 0 | 1768 | 3920 | 4756 | 6288 | 6541 | 7089 | 6836 | 6769 | 4773 | 3572 | 2734 | 1712 | 1768 | 3920 | 4756 | 6288 | 6541 | 7089 | 6836 | 6769 | 4773 | 3572 | 2734 | 1712 | 201.624 | 447.128 | 542.496 | 717.219 | 746.055 | 808.641 | 779.748 | 772.102 | 544.469 | 407.46 | 311.827 | 195.231 | 0 | 0 | 56758 | 56758 | 6474 | 2020 | solar PV | TRUE
61175 | N | . | Pegasus Community Solar | Pegasus Community Solar | 60823 | MN | WNC | MRO |  | 22 | 2 | NAICS-22 Non-Cogen | PV | SUN | SUN | MISO | A |  | 0 | 0 | 0 | 0 | 0 | 0 | 0 | 0 | 0 | 0 | 0 | 0 | 0 | 0 | 0 | 0 | 0 | 0 | 0 | 0 | 0 | 0 | 0 | 0 | 0 | 0 | 0 | 0 | 0 | 0 | 0 | 0 | 0 | 0 | 0 | 0 | 895 | 1985 | 2408 | 3184 | 3312 | 3590 | 3461 | 3427 | 2417 | 1809 | 1384 | 867 | 895 | 1985 | 2408 | 3184 | 3312 | 3590 | 3461 | 3427 | 2417 | 1809 | 1384 | 867 | 102.089 | 226.396 | 274.684 | 363.152 | 377.752 | 409.441 | 394.812 | 390.941 | 275.683 | 206.31 | 157.888 | 98.852 | 0 | 0 | 28739 | 28739 | 3278 | 2020 | solar PV | TRUE
61176 | N | . | Antares Community Solar | Antares Community Solar | 60824 | MN | WNC | MRO |  | 22 | 2 | NAICS-22 Non-Cogen | PV | SUN | SUN | MISO | A |  | 0 | 0 | 0 | 0 | 0 | 0 | 0 | 0 | 0 | 0 | 0 | 0 | 0 | 0 | 0 | 0 | 0 | 0 | 0 | 0 | 0 | 0 | 0 | 0 | 0 | 0 | 0 | 0 | 0 | 0 | 0 | 0 | 0 | 0 | 0 | 0 | 1410 | 3127 | 3794 | 5016 | 5218 | 5656 | 5454 | 5400 | 3808 | 2850 | 2181 | 1366 | 1410 | 3127 | 3794 | 5016 | 5218 | 5656 | 5454 | 5400 | 3808 | 2850 | 2181 | 1366 | 160.856 | 356.722 | 432.807 | 572.202 | 595.208 | 645.139 | 622.088 | 615.988 | 434.381 | 325.074 | 248.778 | 155.757 | 0 | 0 | 45280 | 45280 | 5165 | 2020 | solar PV | TRUE
61177 | N | . | Corvus Community Solar | Corvus Community Solar | 60825 | MN | WNC | MRO |  | 22 | 2 | NAICS-22 Non-Cogen | PV | SUN | SUN | MISO | A |  | 0 | 0 | 0 | 0 | 0 | 0 | 0 | 0 | 0 | 0 | 0 | 0 | 0 | 0 | 0 | 0 | 0 | 0 | 0 | 0 | 0 | 0 | 0 | 0 | 0 | 0 | 0 | 0 | 0 | 0 | 0 | 0 | 0 | 0 | 0 | 0 | 2274 | 5043 | 6118 | 8089 | 8414 | 9120 | 8794 | 8708 | 6140 | 4595 | 3517 | 2202 | 2274 | 5043 | 6118 | 8089 | 8414 | 9120 | 8794 | 8708 | 6140 | 4595 | 3517 | 2202 | 259.364 | 575.175 | 697.854 | 922.614 | 959.708 | 1040.216 | 1003.049 | 993.214 | 700.392 | 524.147 | 401.127 | 251.14 | 0 | 0 | 73014 | 73014 | 8328 | 2020 | solar PV | TRUE
61178 | N | . | Capella Community Solar | Capella Community Solar | 60826 | MN | WNC | MRO |  | 22 | 2 | NAICS-22 Non-Cogen | PV | SUN | SUN | MISO | A |  | 0 | 0 | 0 | 0 | 0 | 0 | 0 | 0 | 0 | 0 | 0 | 0 | 0 | 0 | 0 | 0 | 0 | 0 | 0 | 0 | 0 | 0 | 0 | 0 | 0 | 0 | 0 | 0 | 0 | 0 | 0 | 0 | 0 | 0 | 0 | 0 | 2245 | 4980 | 6042 | 7988 | 8309 | 9006 | 8684 | 8599 | 6064 | 4538 | 3473 | 2174 | 2245 | 4980 | 6042 | 7988 | 8309 | 9006 | 8684 | 8599 | 6064 | 4538 | 3473 | 2174 | 256.125 | 567.993 | 689.139 | 911.092 | 947.723 | 1027.226 | 990.523 | 980.811 | 691.645 | 517.601 | 396.118 | 248.004 | 0 | 0 | 72102 | 72102 | 8224 | 2020 | solar PV | TRUE
61179 | N | . | Carina Community Solar | Carina Community Solar | 60827 | MN | WNC | MRO |  | 22 | 2 | NAICS-22 Non-Cogen | PV | SUN | SUN | MISO | A |  | 0 | 0 | 0 | 0 | 0 | 0 | 0 | 0 | 0 | 0 | 0 | 0 | 0 | 0 | 0 | 0 | 0 | 0 | 0 | 0 | 0 | 0 | 0 | 0 | 0 | 0 | 0 | 0 | 0 | 0 | 0 | 0 | 0 | 0 | 0 | 0 | 1889 | 4189 | 5082 | 6719 | 6989 | 7576 | 7305 | 7233 | 5101 | 3817 | 2921 | 1829 | 1889 | 4189 | 5082 | 6719 | 6989 | 7576 | 7305 | 7233 | 5101 | 3817 | 2921 | 1829 | 215.453 | 477.793 | 579.701 | 766.407 | 797.221 | 864.099 | 833.224 | 825.055 | 581.81 | 435.404 | 333.213 | 208.62 | 0 | 0 | 60650 | 60650 | 6918 | 2020 | solar PV | TRUE
61180 | N | . | Caelum Community Solar | Caelum Community Solar | 60829 | MN | WNC | MRO |  | 22 | 2 | NAICS-22 Non-Cogen | PV | SUN | SUN | MISO | A |  | 0 | 0 | 0 | 0 | 0 | 0 | 0 | 0 | 0 | 0 | 0 | 0 | 0 | 0 | 0 | 0 | 0 | 0 | 0 | 0 | 0 | 0 | 0 | 0 | 0 | 0 | 0 | 0 | 0 | 0 | 0 | 0 | 0 | 0 | 0 | 0 | 766 | 1699 | 2061 | 2725 | 2835 | 3073 | 2963 | 2934 | 2069 | 1548 | 1185 | 742 | 766 | 1699 | 2061 | 2725 | 2835 | 3073 | 2963 | 2934 | 2069 | 1548 | 1185 | 742 | 87.389 | 193.797 | 235.132 | 310.861 | 323.36 | 350.486 | 337.963 | 334.649 | 235.987 | 176.604 | 135.154 | 84.618 | 0 | 0 | 24600 | 24600 | 2806 | 2020 | solar PV | TRUE
61181 | N | . | Andromeda Community Solar | Andromeda Community Solar | 60828 | MN | WNC | MRO |  | 22 | 2 | NAICS-22 Non-Cogen | PV | SUN | SUN | MISO | A |  | 0 | 0 | 0 | 0 | 0 | 0 | 0 | 0 | 0 | 0 | 0 | 0 | 0 | 0 | 0 | 0 | 0 | 0 | 0 | 0 | 0 | 0 | 0 | 0 | 0 | 0 | 0 | 0 | 0 | 0 | 0 | 0 | 0 | 0 | 0 | 0 | 2239 | 4964 | 6023 | 7963 | 8283 | 8978 | 8658 | 8573 | 6045 | 4524 | 3462 | 2168 | 2239 | 4964 | 6023 | 7963 | 8283 | 8978 | 8658 | 8573 | 6045 | 4524 | 3462 | 2168 | 255.348 | 566.266 | 687.044 | 908.322 | 944.842 | 1024.103 | 987.512 | 977.829 | 689.543 | 516.028 | 394.913 | 247.25 | 0 | 0 | 71880 | 71880 | 8199 | 2020 | solar PV | TRUE
61182 | N | . | Lyra Community Solar | Lyra Community Solar | 60830 | MN | WNC | MRO |  | 22 | 2 | NAICS-22 Non-Cogen | PV | SUN | SUN | MISO | A |  | 0 | 0 | 0 | 0 | 0 | 0 | 0 | 0 | 0 | 0 | 0 | 0 | 0 | 0 | 0 | 0 | 0 | 0 | 0 | 0 | 0 | 0 | 0 | 0 | 0 | 0 | 0 | 0 | 0 | 0 | 0 | 0 | 0 | 0 | 0 | 0 | 1280 | 2839 | 3444 | 4553 | 4736 | 5134 | 4950 | 4902 | 3457 | 2587 | 1980 | 1239 | 1280 | 2839 | 3444 | 4553 | 4736 | 5134 | 4950 | 4902 | 3457 | 2587 | 1980 | 1239 | 146.001 | 323.778 | 392.836 | 519.358 | 540.239 | 585.559 | 564.637 | 559.1 | 394.265 | 295.053 | 225.802 | 141.372 | 0 | 0 | 41101 | 41101 | 4688 | 2020 | solar PV | TRUE
61183 | N | . | Argo Navis Community Solar | Argo Navis Community Solar | 60831 | MN | WNC | MRO |  | 22 | 2 | NAICS-22 Non-Cogen | PV | SUN | SUN | MISO | A |  | 0 | 0 | 0 | 0 | 0 | 0 | 0 | 0 | 0 | 0 | 0 | 0 | 0 | 0 | 0 | 0 | 0 | 0 | 0 | 0 | 0 | 0 | 0 | 0 | 0 | 0 | 0 | 0 | 0 | 0 | 0 | 0 | 0 | 0 | 0 | 0 | 1220 | 2706 | 3283 | 4341 | 4515 | 4894 | 4719 | 4673 | 3295 | 2466 | 1887 | 1182 | 1220 | 2706 | 3283 | 4341 | 4515 | 4894 | 4719 | 4673 | 3295 | 2466 | 1887 | 1182 | 139.18 | 308.653 | 374.485 | 495.096 | 515.002 | 558.204 | 538.26 | 532.982 | 375.847 | 281.269 | 215.254 | 134.768 | 0 | 0 | 39181 | 39181 | 4469 | 2020 | solar PV | TRUE
61185 | N | . | Pfeffers | Terraform Arcadia | 63249 | MD | SAT | RFC |  | 22 | 2 | NAICS-22 Non-Cogen | PV | SUN | SUN | PJM | A |  | 0 | 0 | 0 | 0 | 0 | 0 | 0 | 0 | 0 | 0 | 0 | 0 | 0 | 0 | 0 | 0 | 0 | 0 | 0 | 0 | 0 | 0 | 0 | 0 | 0 | 0 | 0 | 0 | 0 | 0 | 0 | 0 | 0 | 0 | 0 | 0 | 1038 | 1179 | 1497 | 1680 | 1920 | 2069 | 2056 | 1714 | 1521 | 1305 | 1179 | 869 | 1038 | 1179 | 1497 | 1680 | 1920 | 2069 | 2056 | 1714 | 1521 | 1305 | 1179 | 869 | 118.359 | 134.444 | 170.795 | 191.591 | 219.013 | 235.993 | 234.471 | 195.477 | 173.455 | 148.863 | 134.435 | 99.104 | 0 | 0 | 18027 | 18027 | 2056 | 2020 | solar PV | TRUE
61186 | Y | . | Boston Medical Center CHP Plant | Boston Medical Center | 60816 | MA | NEW | NPCC |  | 622 | 5 | Commercial NAICS Cogen | IC | NG | NG | ISNE | A | mcf | 17923 | 14121 | 6255 | 7229 | 5097 | 13576 | 27029 | 22785 | 13263 | 14440 | 10546 | 15418 | 17923 | 14121 | 6255 | 7229 | 5097 | 13576 | 27029 | 22785 | 13263 | 14440 | 10546 | 15418 | 1.032 | 1.032 | 1.032 | 1.032 | 1.032 | 1.032 | 1.032 | 1.032 | 1.032 | 1.032 | 1.032 | 1.032 | 18497 | 14573 | 6455 | 7460 | 5260 | 14010 | 27894 | 23514 | 13687 | 14902 | 10883 | 15911 | 18497 | 14573 | 6455 | 7460 | 5260 | 14010 | 27894 | 23514 | 13687 | 14902 | 10883 | 15911 | 1691.564 | 1332.564 | 590.255 | 682.207 | 480.982 | 1281.15 | 2550.681 | 2150.171 | 1251.576 | 1362.668 | 995.175 | 1455.007 | 167682 | 167682 | 173046 | 173046 | 15824 | 2020 | natural gas peaker | FALSE
61187 | N | . | Century Drive Solar Farm | J.T. Hobby and Son, Inc. | 60818 | NC | SAT | SERC |  | 22 | 2 | NAICS-22 Non-Cogen | PV | SUN | SUN | CPLE | A |  | 0 | 0 | 0 | 0 | 0 | 0 | 0 | 0 | 0 | 0 | 0 | 0 | 0 | 0 | 0 | 0 | 0 | 0 | 0 | 0 | 0 | 0 | 0 | 0 | 0 | 0 | 0 | 0 | 0 | 0 | 0 | 0 | 0 | 0 | 0 | 0 | 494 | 507 | 649 | 881 | 882 | 858 | 960 | 771 | 653 | 662 | 553 | 468 | 494 | 507 | 649 | 881 | 882 | 858 | 960 | 771 | 653 | 662 | 553 | 468 | 56.302 | 57.862 | 74.011 | 100.527 | 100.606 | 97.878 | 109.484 | 87.911 | 74.453 | 75.482 | 63.131 | 53.353 | 0 | 0 | 8338 | 8338 | 951 | 2020 | solar PV | TRUE
61189 | N | . | Shavano Falls Hydro | Shavano Falls Hydro LLC | 60815 | CO | MTN | WECC |  | 22 | 2 | NAICS-22 Non-Cogen | HY | WAT | HYC | WACM | A |  | 0 | 0 | 0 | 0 | 0 | 0 | 0 | 0 | 0 | 0 | 0 | 0 | 0 | 0 | 0 | 0 | 0 | 0 | 0 | 0 | 0 | 0 | 0 | 0 | 0 | 0 | 0 | 0 | 0 | 0 | 0 | 0 | 0 | 0 | 0 | 0 | 7538 | 7939 | 8260 | 9293 | 10570 | 10296 | 10433 | 10503 | 7630 | 8347 | 8136 | 7556 | 7538 | 7939 | 8260 | 9293 | 10570 | 10296 | 10433 | 10503 | 7630 | 8347 | 8136 | 7556 | 859.823 | 905.608 | 942.168 | 1059.949 | 1205.703 | 1174.45 | 1189.997 | 1198.072 | 870.258 | 952.073 | 928.053 | 861.846 | 0 | 0 | 106501 | 106501 | 12148 | 2020 | hydro | TRUE
61190 | N | . | Shavano Falls Hydro Drop 4 | Shavano Falls Hydro LLC - Drop 4 Project | 60813 | CO | MTN | WECC |  | 22 | 2 | NAICS-22 Non-Cogen | HY | WAT | HYC | WACM | A |  | 0 | 0 | 0 | 0 | 0 | 0 | 0 | 0 | 0 | 0 | 0 | 0 | 0 | 0 | 0 | 0 | 0 | 0 | 0 | 0 | 0 | 0 | 0 | 0 | 0 | 0 | 0 | 0 | 0 | 0 | 0 | 0 | 0 | 0 | 0 | 0 | 13323 | 14032 | 14598 | 16423 | 18682 | 18198 | 18438 | 18564 | 13484 | 14752 | 14380 | 13354 | 13323 | 14032 | 14598 | 16423 | 18682 | 18198 | 18438 | 18564 | 13484 | 14752 | 14380 | 13354 | 1519.626 | 1600.544 | 1665.158 | 1873.321 | 2130.922 | 2075.686 | 2103.164 | 2117.435 | 1538.068 | 1682.664 | 1640.212 | 1523.2 | 0 | 0 | 188228 | 188228 | 21470 | 2020 | hydro | TRUE
61191 | N | . | Drop 5 | Drop 5 Hydro LLC | 60814 | CO | MTN | WECC |  | 22 | 2 | NAICS-22 Non-Cogen | HY | WAT | HYC | WACM | A |  | 0 | 0 | 0 | 0 | 0 | 0 | 0 | 0 | 0 | 0 | 0 | 0 | 0 | 0 | 0 | 0 | 0 | 0 | 0 | 0 | 0 | 0 | 0 | 0 | 0 | 0 | 0 | 0 | 0 | 0 | 0 | 0 | 0 | 0 | 0 | 0 | 5940 | 6257 | 6509 | 7323 | 8330 | 8114 | 8221 | 8277 | 6012 | 6578 | 6412 | 5954 | 5940 | 6257 | 6509 | 7323 | 8330 | 8114 | 8221 | 8277 | 6012 | 6578 | 6412 | 5954 | 677.568 | 713.647 | 742.457 | 835.273 | 950.131 | 925.503 | 937.755 | 944.118 | 685.79 | 750.263 | 731.334 | 679.161 | 0 | 0 | 83927 | 83927 | 9573 | 2020 | hydro | TRUE
61192 | N | . | IKEA Joliet Rooftop PV System | IKEA Property Inc | 57389 | IL | ENC | RFC |  | 493 | 4 | Commercial NAICS Non-Cogen | PV | SUN | SUN | PJM | A |  | 0 | 0 | 0 | 0 | 0 | 0 | 0 | 0 | 0 | 0 | 0 | 0 | 0 | 0 | 0 | 0 | 0 | 0 | 0 | 0 | 0 | 0 | 0 | 0 | 0 | 0 | 0 | 0 | 0 | 0 | 0 | 0 | 0 | 0 | 0 | 0 | 708 | 1121 | 1268 | 1855 | 2056 | 2459 | 2546 | 2544 | 1847 | 1470 | 1262 | 879 | 708 | 1121 | 1268 | 1855 | 2056 | 2459 | 2546 | 2544 | 1847 | 1470 | 1262 | 879 | 80.759 | 127.853 | 144.6 | 211.587 | 234.54 | 280.444 | 290.391 | 290.178 | 210.695 | 167.68 | 144.005 | 100.268 | 0 | 0 | 20015 | 20015 | 2283 | 2020 | solar PV | FALSE
61193 | N | . | IKEA Las Vegas 462 | IKEA Property Inc | 57389 | NV | MTN | WECC |  | 53 | 4 | Commercial NAICS Non-Cogen | PV | SUN | SUN | NEVP | A |  | 0 | 0 | 0 | 0 | 0 | 0 | 0 | 0 | 0 | 0 | 0 | 0 | 0 | 0 | 0 | 0 | 0 | 0 | 0 | 0 | 0 | 0 | 0 | 0 | 0 | 0 | 0 | 0 | 0 | 0 | 0 | 0 | 0 | 0 | 0 | 0 | 881 | 1112 | 1187 | 1400 | 1568 | 1682 | 1748 | 1569 | 1368 | 1240 | 922 | 761 | 881 | 1112 | 1187 | 1400 | 1568 | 1682 | 1748 | 1569 | 1368 | 1240 | 922 | 761 | 100.44 | 126.808 | 135.45 | 159.709 | 178.895 | 191.905 | 199.375 | 178.975 | 156.071 | 141.449 | 105.12 | 86.803 | 0 | 0 | 15438 | 15438 | 1761 | 2020 | solar PV | FALSE
61194 | N | . | Barker Solar, LLC | Barker Solar, LLC | 60841 | NC | SAT | SERC |  | 22 | 2 | NAICS-22 Non-Cogen | PV | SUN | SUN | CPLE | A |  | 0 | 0 | 0 | 0 | 0 | 0 | 0 | 0 | 0 | 0 | 0 | 0 | 0 | 0 | 0 | 0 | 0 | 0 | 0 | 0 | 0 | 0 | 0 | 0 | 0 | 0 | 0 | 0 | 0 | 0 | 0 | 0 | 0 | 0 | 0 | 0 | 4708 | 4838 | 6188 | 8405 | 8412 | 8184 | 9154 | 7351 | 6225 | 6311 | 5279 | 4461 | 4708 | 4838 | 6188 | 8405 | 8412 | 8184 | 9154 | 7351 | 6225 | 6311 | 5279 | 4461 | 536.975 | 551.849 | 705.869 | 958.755 | 959.517 | 933.491 | 1044.18 | 838.433 | 710.084 | 719.901 | 602.099 | 508.847 | 0 | 0 | 79516 | 79516 | 9070 | 2020 | solar PV | TRUE
61195 | N | . | 231 Dixon 74 Solar I, LLC | 231 Dixon 74 Solar I, LLC | 60845 | NC | SAT | SERC |  | 22 | 2 | NAICS-22 Non-Cogen | PV | SUN | SUN | CPLE | A |  | 0 | 0 | 0 | 0 | 0 | 0 | 0 | 0 | 0 | 0 | 0 | 0 | 0 | 0 | 0 | 0 | 0 | 0 | 0 | 0 | 0 | 0 | 0 | 0 | 0 | 0 | 0 | 0 | 0 | 0 | 0 | 0 | 0 | 0 | 0 | 0 | 1997 | 2052 | 2625 | 3565 | 3568 | 3471 | 3883 | 3118 | 2640 | 2677 | 2239 | 1892 | 1997 | 2052 | 2625 | 3565 | 3568 | 3471 | 3883 | 3118 | 2640 | 2677 | 2239 | 1892 | 227.755 | 234.064 | 299.391 | 406.652 | 406.975 | 395.936 | 442.884 | 355.618 | 301.179 | 305.343 | 255.378 | 215.825 | 0 | 0 | 33727 | 33727 | 3847 | 2020 | solar PV | TRUE
61196 | N | . | Mill Pond Solar Farm, LLC | Mill Pond Solar Farm, LLC | 60843 | NC | SAT | SERC |  | 22 | 2 | NAICS-22 Non-Cogen | PV | SUN | SUN | CPLE | A |  | 0 | 0 | 0 | 0 | 0 | 0 | 0 | 0 | 0 | 0 | 0 | 0 | 0 | 0 | 0 | 0 | 0 | 0 | 0 | 0 | 0 | 0 | 0 | 0 | 0 | 0 | 0 | 0 | 0 | 0 | 0 | 0 | 0 | 0 | 0 | 0 | 4861 | 4996 | 6390 | 8680 | 8687 | 8451 | 9453 | 7590 | 6428 | 6517 | 5451 | 4607 | 4861 | 4996 | 6390 | 8680 | 8687 | 8451 | 9453 | 7590 | 6428 | 6517 | 5451 | 4607 | 554.5 | 569.858 | 728.905 | 990.044 | 990.831 | 963.955 | 1078.257 | 865.796 | 733.258 | 743.395 | 621.748 | 525.453 | 0 | 0 | 82111 | 82111 | 9366 | 2020 | solar PV | TRUE
61197 | N | . | Pima Energy Storage System | Pima Energy Storage System | 60834 | AZ | MTN | WECC |  | 22 | 2 | NAICS-22 Non-Cogen | BA | MWH | OTH | TEPC | M | megawatthours | 39 | 47 | 43 | 42 | 41 | 52 | 53 | 56 | 18 | 6 | 45 | 44 | 39 | 47 | 43 | 42 | 41 | 52 | 53 | 56 | 18 | 6 | 45 | 44 | 0 | 0 | 0 | 0 | 0 | 0 | 0 | 0 | 0 | 0 | 0 | 0 | 0 | 0 | 0 | 0 | 0 | 0 | 0 | 0 | 0 | 0 | 0 | 0 | 0 | 0 | 0 | 0 | 0 | 0 | 0 | 0 | 0 | 0 | 0 | 0 | -37 | -39 | -41 | -41 | -39 | -47 | -4 | -7 | 41 | 48 | -44 | -43 | 486 | 486 | 0 | 0 | -253 | 2020 | other | TRUE
61198 | N | . | Merck - Upper Gwynedd Solar Array | Merck - Upper Gwynedd Solar Array | 60812 | PA | MAT | WECC |  | 53 | 4 | Commercial NAICS Non-Cogen | PV | SUN | SUN | PJM | A |  | 0 | 0 | 0 | 0 | 0 | 0 | 0 | 0 | 0 | 0 | 0 | 0 | 0 | 0 | 0 | 0 | 0 | 0 | 0 | 0 | 0 | 0 | 0 | 0 | 0 | 0 | 0 | 0 | 0 | 0 | 0 | 0 | 0 | 0 | 0 | 0 | 0 | 0 | 0 | 0 | 0 | 0 | 0 | 0 | 0 | 0 | 0 | 0 | 0 | 0 | 0 | 0 | 0 | 0 | 0 | 0 | 0 | 0 | 0 | 0 | 0 | 0 | 0 | 0 | 0 | 0 | 0 | 0 | 0 | 0 | 0 | 0 | 0 | 0 | 0 | 0 | 0 | 2020 | solar PV | FALSE
61199 | N | . | T0588 Phoenix - AZ | SoCore Energy LLC | 60520 | AZ | MTN | WECC |  | 22 | 2 | NAICS-22 Non-Cogen | PV | SUN | SUN | SRP | A |  | 0 | 0 | 0 | 0 | 0 | 0 | 0 | 0 | 0 | 0 | 0 | 0 | 0 | 0 | 0 | 0 | 0 | 0 | 0 | 0 | 0 | 0 | 0 | 0 | 0 | 0 | 0 | 0 | 0 | 0 | 0 | 0 | 0 | 0 | 0 | 0 | 1412 | 1630 | 1839 | 2459 | 2663 | 2545 | 2550 | 2344 | 2118 | 1997 | 1426 | 1266 | 1412 | 1630 | 1839 | 2459 | 2663 | 2545 | 2550 | 2344 | 2118 | 1997 | 1426 | 1266 | 161.027 | 185.957 | 209.817 | 280.473 | 303.806 | 290.257 | 290.851 | 267.398 | 241.6 | 227.764 | 162.66 | 144.39 | 0 | 0 | 24249 | 24249 | 2766 | 2020 | solar PV | TRUE
61200 | N | . | OR Solar 2, LLC | OR Solar 2, LLC | 63757 | OR | PACC | WECC |  | 22 | 2 | NAICS-22 Non-Cogen | PV | SUN | SUN | PACW | A |  | . | . | . | . | . | . | . | . | . | 0 | 0 | 0 | . | . | . | . | . | . | . | . | . | 0 | 0 | 0 | . | . | . | . | . | . | . | . | . | 0 | 0 | 0 | . | . | . | . | . | . | . | . | . | 8223 | 4067 | 3333 | . | . | . | . | . | . | . | . | . | 8223 | 4067 | 3333 | . | . | . | . | . | . | . | . | . | 937.928 | 463.875 | 380.197 | 0 | 0 | 15623 | 15623 | 1782 | 2020 | solar PV | TRUE
61201 | N | . | OR Solar 3, LLC | Heelstone Energy Holdings, LLC | 59462 | OR | PACC | WECC |  | 22 | 2 | NAICS-22 Non-Cogen | PV | SUN | SUN | PACW | A |  | 0 | 0 | 0 | 0 | 0 | 0 | 0 | 0 | 0 | 0 | 0 | 0 | 0 | 0 | 0 | 0 | 0 | 0 | 0 | 0 | 0 | 0 | 0 | 0 | 0 | 0 | 0 | 0 | 0 | 0 | 0 | 0 | 0 | 0 | 0 | 0 | 5659 | 14683 | 16844 | 24615 | 24278 | 27321 | 29824 | 25641 | 19704 | 17267 | 8540 | 6999 | 5659 | 14683 | 16844 | 24615 | 24278 | 27321 | 29824 | 25641 | 19704 | 17267 | 8540 | 6999 | 645.432 | 1674.809 | 1921.328 | 2807.639 | 2769.21 | 3116.397 | 3401.902 | 2924.668 | 2247.559 | 1969.573 | 974.1 | 798.383 | 0 | 0 | 221375 | 221375 | 25251 | 2020 | solar PV | TRUE
61202 | N | . | Mount Signal Solar Farm V | Imperial Valley Solar 3, LLC | 63447 | CA | PACC | WECC |  | 22 | 2 | NAICS-22 Non-Cogen | PV | SUN | SUN | CISO | M |  | 0 | 0 | 0 | 0 | 0 | 0 | 0 | 0 | 0 | 0 | 0 | 0 | 0 | 0 | 0 | 0 | 0 | 0 | 0 | 0 | 0 | 0 | 0 | 0 | 0 | 0 | 0 | 0 | 0 | 0 | 0 | 0 | 0 | 0 | 0 | 0 | 223962 | 242355 | 257013 | 511633 | 620502 | 646943 | 706147 | 596717 | 439577 | 376359 | 320846 | 283227 | 223962 | 242355 | 257013 | 511633 | 620502 | 646943 | 706147 | 596717 | 439577 | 376359 | 320846 | 283227 | 25546 | 27644 | 29316 | 58359 | 70777 | 73793 | 80546 | 68064 | 50140 | 42929 | 36597 | 32306 | 0 | 0 | 5225281 | 5225281 | 596017 | 2020 | solar PV | TRUE
61203 | N | . | Lahr 1, LLC | SoCore Energy LLC | 60520 | MN | WNC | MRO |  | 22 | 2 | NAICS-22 Non-Cogen | PV | SUN | SUN | MISO | A |  | 0 | 0 | 0 | 0 | 0 | 0 | 0 | 0 | 0 | 0 | 0 | 0 | 0 | 0 | 0 | 0 | 0 | 0 | 0 | 0 | 0 | 0 | 0 | 0 | 0 | 0 | 0 | 0 | 0 | 0 | 0 | 0 | 0 | 0 | 0 | 0 | 2389 | 5297 | 6427 | 8497 | 8839 | 9581 | 9238 | 9148 | 6451 | 4827 | 3694 | 2313 | 2389 | 5297 | 6427 | 8497 | 8839 | 9581 | 9238 | 9148 | 6451 | 4827 | 3694 | 2313 | 272.477 | 604.252 | 733.132 | 969.254 | 1008.223 | 1092.801 | 1053.755 | 1043.423 | 735.798 | 550.644 | 421.405 | 263.836 | 0 | 0 | 76701 | 76701 | 8749 | 2020 | solar PV | TRUE
61205 | N | . | Bandera Electric Coop PV | SoCore Energy LLC | 60520 | TX | WSC | TRE |  | 22 | 2 | NAICS-22 Non-Cogen | PV | SUN | SUN | ERCO | A |  | 0 | 0 | 0 | 0 | 0 | 0 | 0 | 0 | 0 | 0 | 0 | 0 | 0 | 0 | 0 | 0 | 0 | 0 | 0 | 0 | 0 | 0 | 0 | 0 | 0 | 0 | 0 | 0 | 0 | 0 | 0 | 0 | 0 | 0 | 0 | 0 | 1317 | 1559 | 1645 | 2123 | 2774 | 2996 | 3199 | 2846 | 2265 | 1879 | 1547 | 1423 | 1317 | 1559 | 1645 | 2123 | 2774 | 2996 | 3199 | 2846 | 2265 | 1879 | 1547 | 1423 | 150.238 | 177.848 | 187.661 | 242.21 | 316.431 | 341.683 | 364.884 | 324.582 | 258.344 | 214.301 | 176.489 | 162.329 | 0 | 0 | 25573 | 25573 | 2917 | 2020 | solar PV | TRUE
61206 | N | . | Onyx - Allen Harim | Onyx Asset Services Group | 60584 | DE | SAT | RFC |  | 22 | 2 | NAICS-22 Non-Cogen | PV | SUN | SUN | PJM | A |  | 0 | 0 | 0 | 0 | 0 | 0 | 0 | 0 | 0 | 0 | 0 | 0 | 0 | 0 | 0 | 0 | 0 | 0 | 0 | 0 | 0 | 0 | 0 | 0 | 0 | 0 | 0 | 0 | 0 | 0 | 0 | 0 | 0 | 0 | 0 | 0 | 1092 | 1159 | 1534 | 1689 | 1879 | 1709 | 1831 | 1600 | 1353 | 1338 | 1135 | 1102 | 1092 | 1159 | 1534 | 1689 | 1879 | 1709 | 1831 | 1600 | 1353 | 1338 | 1135 | 1102 | 124.544 | 132.158 | 174.968 | 192.695 | 214.309 | 194.896 | 208.839 | 182.491 | 154.305 | 152.623 | 129.418 | 125.754 | 0 | 0 | 17421 | 17421 | 1987 | 2020 | solar PV | TRUE
61207 | N | . | Green Island Hydroelectric Station | Albany Engineering Corporation | 58756 | NY | MAT | NPCC |  | 22 | 2 | NAICS-22 Non-Cogen | HY | WAT | HYC | NYIS | A |  | 0 | 0 | 0 | 0 | 0 | 0 | 0 | 0 | 0 | 0 | 0 | 0 | 0 | 0 | 0 | 0 | 0 | 0 | 0 | 0 | 0 | 0 | 0 | 0 | 0 | 0 | 0 | 0 | 0 | 0 | 0 | 0 | 0 | 0 | 0 | 0 | 29024 | 27082 | 28761 | 28204 | 29461 | 27562 | 28922 | 28364 | 26942 | 27075 | 26777 | 28286 | 29024 | 27082 | 28761 | 28204 | 29461 | 27562 | 28922 | 28364 | 26942 | 27075 | 26777 | 28286 | 3310.548 | 3089.127 | 3280.649 | 3217.096 | 3360.436 | 3143.813 | 3299.015 | 3235.305 | 3073.108 | 3088.282 | 3054.244 | 3226.377 | 0 | 0 | 336460 | 336460 | 38378 | 2020 | hydro | TRUE
61208 | N | . | Gulfport Naval Base CSG PV System | WGL Energy Systems, Inc | 57081 | MS | ESC | SERC |  | 22 | 2 | NAICS-22 Non-Cogen | PV | SUN | SUN | SOCO | A |  | 0 | 0 | 0 | 0 | 0 | 0 | 0 | 0 | 0 | 0 | 0 | 0 | 0 | 0 | 0 | 0 | 0 | 0 | 0 | 0 | 0 | 0 | 0 | 0 | 0 | 0 | 0 | 0 | 0 | 0 | 0 | 0 | 0 | 0 | 0 | 0 | 0 | 0 | 0 | 0 | 0 | 0 | 0 | 0 | 0 | 0 | 0 | 0 | 0 | 0 | 0 | 0 | 0 | 0 | 0 | 0 | 0 | 0 | 0 | 0 | 0 | 0 | 0 | 0 | 0 | 0 | 0 | 0 | 0 | 0 | 0 | 0 | 0 | 0 | 0 | 0 | 0 | 2020 | solar PV | TRUE
61209 | N | . | Sacramento Regional County Sanitation PV | Tesla Inc. | 60947 | CA | PACC | WECC |  | 22 | 2 | NAICS-22 Non-Cogen | PV | SUN | SUN | BANC | A |  | 0 | 0 | 0 | 0 | 0 | 0 | 0 | 0 | 0 | 0 | 0 | 0 | 0 | 0 | 0 | 0 | 0 | 0 | 0 | 0 | 0 | 0 | 0 | 0 | 0 | 0 | 0 | 0 | 0 | 0 | 0 | 0 | 0 | 0 | 0 | 0 | 3447 | 4673 | 4573 | 5763 | 7542 | 7511 | 8483 | 7028 | 5519 | 5101 | 4033 | 3193 | 3447 | 4673 | 4573 | 5763 | 7542 | 7511 | 8483 | 7028 | 5519 | 5101 | 4033 | 3193 | 393.213 | 533.019 | 521.592 | 657.352 | 860.31 | 856.697 | 967.653 | 801.674 | 629.472 | 581.838 | 459.986 | 364.194 | 0 | 0 | 66866 | 66866 | 7627 | 2020 | solar PV | TRUE
61210 | N | . | Finger Lakes Solar I | Finger Lakes Solar I, LLC | 60833 | NY | MAT | NPCC |  | 22 | 2 | NAICS-22 Non-Cogen | PV | SUN | SUN | NYIS | A |  | 0 | 0 | 0 | 0 | 0 | 0 | 0 | 0 | 0 | 0 | 0 | 0 | 0 | 0 | 0 | 0 | 0 | 0 | 0 | 0 | 0 | 0 | 0 | 0 | 0 | 0 | 0 | 0 | 0 | 0 | 0 | 0 | 0 | 0 | 0 | 0 | 1602 | 1789 | 2587 | 2594 | 3406 | 3424 | 3257 | 2765 | 2719 | 1931 | 1778 | 1203 | 1602 | 1789 | 2587 | 2594 | 3406 | 3424 | 3257 | 2765 | 2719 | 1931 | 1778 | 1203 | 182.77 | 204.055 | 295.046 | 295.853 | 388.512 | 390.565 | 371.461 | 315.396 | 310.171 | 220.207 | 202.79 | 137.174 | 0 | 0 | 29055 | 29055 | 3314 | 2020 | solar PV | TRUE
61211 | N | . | IKEA Memphis 508 | IKEA Property Inc | 57389 | TN | ESC | SERC |  | 53 | 4 | Commercial NAICS Non-Cogen | PV | SUN | SUN | TVA | A |  | 0 | 0 | 0 | 0 | 0 | 0 | 0 | 0 | 0 | 0 | 0 | 0 | 0 | 0 | 0 | 0 | 0 | 0 | 0 | 0 | 0 | 0 | 0 | 0 | 0 | 0 | 0 | 0 | 0 | 0 | 0 | 0 | 0 | 0 | 0 | 0 | 1021 | 1216 | 1490 | 2318 | 2635 | 2707 | 2690 | 2325 | 1931 | 1726 | 1493 | 1180 | 1021 | 1216 | 1490 | 2318 | 2635 | 2707 | 2690 | 2325 | 1931 | 1726 | 1493 | 1180 | 116.418 | 138.748 | 170.012 | 264.374 | 300.615 | 308.771 | 306.88 | 265.202 | 220.254 | 196.85 | 170.318 | 134.558 | 0 | 0 | 22732 | 22732 | 2593 | 2020 | solar PV | FALSE
61212 | N | . | Flat Top Wind I | Flat Top Wind I, LLC | 60844 | TX | WSC | TRE |  | 22 | 2 | NAICS-22 Non-Cogen | WT | WND | WND | ERCO | M |  | 0 | 0 | 0 | 0 | 0 | 0 | 0 | 0 | 0 | 0 | 0 | 0 | 0 | 0 | 0 | 0 | 0 | 0 | 0 | 0 | 0 | 0 | 0 | 0 | 0 | 0 | 0 | 0 | 0 | 0 | 0 | 0 | 0 | 0 | 0 | 0 | 700071 | 724487 | 706234 | 670483 | 725303 | 638194 | 568978 | 543729 | 455551 | 715729 | 717544 | 683168 | 700071 | 724487 | 706234 | 670483 | 725303 | 638194 | 568978 | 543729 | 455551 | 715729 | 717544 | 683168 | 79853 | 82638 | 80556 | 76478 | 82731 | 72795 | 64900 | 62020 | 51962 | 81639 | 81846 | 77925 | 0 | 0 | 7849471 | 7849471 | 895343 | 2020 | onshore wind | TRUE
61213 | N | . | GRP Madison Renewable Energy Facility | GRP Madison Renewable Energy Facility, LLC | 60846 | GA | SAT | SERC |  | 22 | 2 | NAICS-22 Non-Cogen | ST | WDS | WWW | SOCO | M | short tons | 20128 | 20411 | 17866 | 24450 | 44885 | 31258 | 13453 | 29734 | 43454 | 43924 | 43633 | 33304 | 20128 | 20411 | 17866 | 24450 | 44885 | 31258 | 13453 | 29734 | 43454 | 43924 | 43633 | 33304 | 10 | 11 | 13 | 13 | 13 | 13 | 13 | 13 | 13 | 13 | 13 | 13 | 201280 | 224521 | 232258 | 317850 | 583505 | 406354 | 174889 | 386542 | 564902 | 571012 | 567229 | 432952 | 201280 | 224521 | 232258 | 317850 | 583505 | 406354 | 174889 | 386542 | 564902 | 571012 | 567229 | 432952 | 23562 | 22870 | 21019 | 28765 | 37404 | 31881 | 11212 | 24778 | 35850 | 36970 | 36361 | 27753 | 366500 | 366500 | 4663294 | 4663294 | 338425 | 2020 | biomass | TRUE
61215 | N | . | Green Beanworks C PV | Sustainable Power Group, LLC | 58661 | CA | PACC | WECC |  | 22 | 2 | NAICS-22 Non-Cogen | PV | SUN | SUN | CISO | A |  | 0 | 0 | 0 | 0 | 0 | 0 | 0 | 0 | 0 | 0 | 0 | 0 | 0 | 0 | 0 | 0 | 0 | 0 | 0 | 0 | 0 | 0 | 0 | 0 | 0 | 0 | 0 | 0 | 0 | 0 | 0 | 0 | 0 | 0 | 0 | 0 | 3411 | 4623 | 4524 | 5702 | 7462 | 7431 | 8393 | 6954 | 5460 | 5047 | 3990 | 3159 | 3411 | 4623 | 4524 | 5702 | 7462 | 7431 | 8393 | 6954 | 5460 | 5047 | 3990 | 3159 | 389.037 | 527.359 | 516.052 | 650.371 | 851.173 | 847.598 | 957.377 | 793.16 | 622.787 | 575.659 | 455.101 | 360.326 | 0 | 0 | 66156 | 66156 | 7546 | 2020 | solar PV | TRUE
61216 | N | . | Green Beanworks D PV | Sustainable Power Group, LLC | 58661 | CA | PACC | WECC |  | 22 | 2 | NAICS-22 Non-Cogen | PV | SUN | SUN | CISO | A |  | 0 | 0 | 0 | 0 | 0 | 0 | 0 | 0 | 0 | 0 | 0 | 0 | 0 | 0 | 0 | 0 | 0 | 0 | 0 | 0 | 0 | 0 | 0 | 0 | 0 | 0 | 0 | 0 | 0 | 0 | 0 | 0 | 0 | 0 | 0 | 0 | 3295 | 4467 | 4371 | 5509 | 7210 | 7180 | 8110 | 6719 | 5275 | 4876 | 3855 | 3052 | 3295 | 4467 | 4371 | 5509 | 7210 | 7180 | 8110 | 6719 | 5275 | 4876 | 3855 | 3052 | 375.89 | 509.538 | 498.614 | 628.393 | 822.41 | 818.956 | 925.024 | 766.357 | 601.741 | 556.206 | 439.722 | 348.149 | 0 | 0 | 63919 | 63919 | 7291 | 2020 | solar PV | TRUE
61217 | N | . | Head of U Canal Hydro Project | North Side Energy Company | 60851 | ID | MTN | WECC |  | 22 | 2 | NAICS-22 Non-Cogen | HY | WAT | HYC | IPCO | A |  | 0 | 0 | 0 | 0 | 0 | 0 | 0 | 0 | 0 | 0 | 0 | 0 | 0 | 0 | 0 | 0 | 0 | 0 | 0 | 0 | 0 | 0 | 0 | 0 | 0 | 0 | 0 | 0 | 0 | 0 | 0 | 0 | 0 | 0 | 0 | 0 | 2826 | 2977 | 3097 | 3484 | 3963 | 3861 | 3912 | 3938 | 2861 | 3130 | 3051 | 2833 | 2826 | 2977 | 3097 | 3484 | 3963 | 3861 | 3912 | 3938 | 2861 | 3130 | 3051 | 2833 | 322.398 | 339.566 | 353.274 | 397.437 | 452.089 | 440.37 | 446.2 | 449.228 | 326.311 | 356.988 | 347.982 | 323.157 | 0 | 0 | 39933 | 39933 | 4555 | 2020 | hydro | TRUE
61218 | N | . | Broadridge Solar, LLC | Broadridge Solar, LLC | 60860 | NC | SAT | SERC |  | 22 | 2 | NAICS-22 Non-Cogen | PV | SUN | SUN | CPLE | A |  | 0 | 0 | 0 | 0 | 0 | 0 | 0 | 0 | 0 | 0 | 0 | 0 | 0 | 0 | 0 | 0 | 0 | 0 | 0 | 0 | 0 | 0 | 0 | 0 | 0 | 0 | 0 | 0 | 0 | 0 | 0 | 0 | 0 | 0 | 0 | 0 | 4950 | 5087 | 6507 | 8838 | 8845 | 8605 | 9626 | 7729 | 6546 | 6636 | 5550 | 4691 | 4950 | 5087 | 6507 | 8838 | 8845 | 8605 | 9626 | 7729 | 6546 | 6636 | 5550 | 4691 | 564.622 | 580.263 | 742.213 | 1008.12 | 1008.921 | 981.555 | 1097.943 | 881.603 | 746.645 | 756.968 | 633.1 | 535.047 | 0 | 0 | 83610 | 83610 | 9537 | 2020 | solar PV | TRUE
61219 | N | . | Kelly Solar, LLC | Kelly Solar, LLC | 60861 | NC | SAT | SERC |  | 22 | 2 | NAICS-22 Non-Cogen | PV | SUN | SUN | CPLE | A |  | 0 | 0 | 0 | 0 | 0 | 0 | 0 | 0 | 0 | 0 | 0 | 0 | 0 | 0 | 0 | 0 | 0 | 0 | 0 | 0 | 0 | 0 | 0 | 0 | 0 | 0 | 0 | 0 | 0 | 0 | 0 | 0 | 0 | 0 | 0 | 0 | 4583 | 4710 | 6025 | 8183 | 8189 | 7967 | 8912 | 7156 | 6061 | 6144 | 5139 | 4343 | 4583 | 4710 | 6025 | 8183 | 8189 | 7967 | 8912 | 7156 | 6061 | 6144 | 5139 | 4343 | 522.767 | 537.246 | 687.191 | 933.385 | 934.127 | 908.79 | 1016.55 | 816.248 | 691.295 | 700.852 | 586.167 | 495.382 | 0 | 0 | 77412 | 77412 | 8830 | 2020 | solar PV | TRUE
61220 | N | . | Spencer Farm, LLC | Spencer Farm, LLC | 60848 | NC | SAT | SERC |  | 22 | 2 | NAICS-22 Non-Cogen | PV | SUN | SUN | DUK | A |  | 0 | 0 | 0 | 0 | 0 | 0 | 0 | 0 | 0 | 0 | 0 | 0 | 0 | 0 | 0 | 0 | 0 | 0 | 0 | 0 | 0 | 0 | 0 | 0 | 0 | 0 | 0 | 0 | 0 | 0 | 0 | 0 | 0 | 0 | 0 | 0 | 4197 | 4314 | 5518 | 7494 | 7500 | 7297 | 8162 | 6554 | 5551 | 5627 | 4707 | 3978 | 4197 | 4314 | 5518 | 7494 | 7500 | 7297 | 8162 | 6554 | 5551 | 5627 | 4707 | 3978 | 478.777 | 492.04 | 629.367 | 854.846 | 855.525 | 832.32 | 931.013 | 747.565 | 633.126 | 641.879 | 536.844 | 453.698 | 0 | 0 | 70899 | 70899 | 8087 | 2020 | solar PV | TRUE
61221 | N | . | Redbed Plains Wind Farm | Redbed Plains Wind Farm LLC | 60859 | OK | WSC | MRO |  | 22 | 2 | NAICS-22 Non-Cogen | WT | WND | WND | SWPP | M |  | 0 | 0 | 0 | 0 | 0 | 0 | 0 | 0 | 0 | 0 | 0 | 0 | 0 | 0 | 0 | 0 | 0 | 0 | 0 | 0 | 0 | 0 | 0 | 0 | 0 | 0 | 0 | 0 | 0 | 0 | 0 | 0 | 0 | 0 | 0 | 0 | 368249 | 350908 | 324405 | 352714 | 261607 | 368126 | 247177 | 244187 | 219946 | 301997 | 358614 | 325335 | 368249 | 350908 | 324405 | 352714 | 261607 | 368126 | 247177 | 244187 | 219946 | 301997 | 358614 | 325335 | 42004 | 40026 | 37003 | 40232 | 29840 | 41990 | 28194 | 27853 | 25088 | 34447 | 40905 | 37109 | 0 | 0 | 3723265 | 3723265 | 424691 | 2020 | onshore wind | TRUE
61222 | N | . | Golden Hills North Wind Energy Center | Golden Hills Interconnection Wind, LLC | 60811 | CA | PACC | WECC |  | 22 | 2 | NAICS-22 Non-Cogen | WT | WND | WND | CISO | M |  | 0 | 0 | 0 | 0 | 0 | 0 | 0 | 0 | 0 | 0 | 0 | 0 | 0 | 0 | 0 | 0 | 0 | 0 | 0 | 0 | 0 | 0 | 0 | 0 | 0 | 0 | 0 | 0 | 0 | 0 | 0 | 0 | 0 | 0 | 0 | 0 | 67830 | 87775 | 94727 | 168274 | 169221 | 175112 | 226864 | 177321 | 92194 | 76676 | 63508 | 46097 | 67830 | 87775 | 94727 | 168274 | 169221 | 175112 | 226864 | 177321 | 92194 | 76676 | 63508 | 46097 | 7737 | 10012 | 10805 | 19194 | 19302 | 19974 | 25877 | 20226 | 10516 | 8746 | 7244 | 5258 | 0 | 0 | 1445599 | 1445599 | 164891 | 2020 | onshore wind | TRUE
61223 | N | . | Chillicothe Solar Farm | MC Power Companies Inc | 58822 | MO | WNC | SERC |  | 22 | 2 | NAICS-22 Non-Cogen | PV | SUN | SUN | SWPP | A |  | 0 | 0 | 0 | 0 | 0 | 0 | 0 | 0 | 0 | 0 | 0 | 0 | 0 | 0 | 0 | 0 | 0 | 0 | 0 | 0 | 0 | 0 | 0 | 0 | 0 | 0 | 0 | 0 | 0 | 0 | 0 | 0 | 0 | 0 | 0 | 0 | 1740 | 2612 | 3008 | 3515 | 3268 | 4201 | 4075 | 4194 | 3631 | 2872 | 2700 | 2364 | 1740 | 2612 | 3008 | 3515 | 3268 | 4201 | 4075 | 4194 | 3631 | 2872 | 2700 | 2364 | 198.431 | 297.974 | 343.161 | 400.9 | 372.74 | 479.159 | 464.861 | 478.395 | 414.216 | 327.553 | 308.015 | 269.595 | 0 | 0 | 38180 | 38180 | 4355 | 2020 | solar PV | TRUE
61224 | N | . | 350 Clark Solar, NG, LLC | 350 Clark Solar NG, LLC | 60857 | NJ | MAT | NPCC |  | 22 | 2 | NAICS-22 Non-Cogen | PV | SUN | SUN | PJM | A |  | 0 | 0 | 0 | 0 | 0 | 0 | 0 | 0 | 0 | 0 | 0 | 0 | 0 | 0 | 0 | 0 | 0 | 0 | 0 | 0 | 0 | 0 | 0 | 0 | 0 | 0 | 0 | 0 | 0 | 0 | 0 | 0 | 0 | 0 | 0 | 0 | 966 | 1085 | 1554 | 1616 | 2115 | 2220 | 2091 | 1807 | 1660 | 1199 | 1100 | 762 | 966 | 1085 | 1554 | 1616 | 2115 | 2220 | 2091 | 1807 | 1660 | 1199 | 1100 | 762 | 110.157 | 123.763 | 177.257 | 184.327 | 241.235 | 253.231 | 238.504 | 206.076 | 189.35 | 136.734 | 125.469 | 86.897 | 0 | 0 | 18175 | 18175 | 2073 | 2020 | solar PV | TRUE
61237 | N | . | 433 Purchase Solar NG, LLC | 433 Purchase Solar NG, LLC | 60858 | MA | NEW | NPCC |  | 22 | 2 | NAICS-22 Non-Cogen | PV | SUN | SUN | ISNE | A |  | 0 | 0 | 0 | 0 | 0 | 0 | 0 | 0 | 0 | 0 | 0 | 0 | 0 | 0 | 0 | 0 | 0 | 0 | 0 | 0 | 0 | 0 | 0 | 0 | 0 | 0 | 0 | 0 | 0 | 0 | 0 | 0 | 0 | 0 | 0 | 0 | 1612 | 2111 | 3213 | 3080 | 4343 | 4103 | 4040 | 3819 | 3316 | 2411 | 1724 | 1312 | 1612 | 2111 | 3213 | 3080 | 4343 | 4103 | 4040 | 3819 | 3316 | 2411 | 1724 | 1312 | 183.864 | 240.832 | 366.446 | 351.35 | 495.337 | 467.992 | 460.871 | 435.663 | 378.267 | 275.013 | 196.682 | 149.683 | 0 | 0 | 35084 | 35084 | 4002 | 2020 | solar PV | TRUE
61238 | Y | . | NY - Presbyt. Hospital - 525 E 68TH St | NY - PRESBYTERIAN HOSPITAL-525 E 68TH ST | 60883 | NY | MAT | NPCC |  | 622 | 5 | Commercial NAICS Cogen | GT | NG | NG | NYIS | A | mcf | 45065 | 42344 | 41453 | 29579 | 34563 | 54981 | 79167 | 70516 | 55333 | 41439 | 42717 | 43539 | 45065 | 42344 | 41453 | 29579 | 34563 | 54981 | 79167 | 70516 | 55333 | 41439 | 42717 | 43539 | 1.03 | 1.03 | 1.03 | 1.03 | 1.03 | 1.03 | 1.03 | 1.03 | 1.03 | 1.03 | 1.03 | 1.03 | 46417 | 43614 | 42697 | 30466 | 35600 | 56630 | 81542 | 72631 | 56993 | 42682 | 43999 | 44845 | 46417 | 43614 | 42697 | 30466 | 35600 | 56630 | 81542 | 72631 | 56993 | 42682 | 43999 | 44845 | 3918.543 | 3681.674 | 3604.199 | 2571.794 | 3005.121 | 4780.422 | 6883.338 | 6131.166 | 4811.03 | 3602.984 | 3714.13 | 3785.599 | 580696 | 580696 | 598116 | 598116 | 50490 | 2020 | natural gas peaker | FALSE
61238 | Y | . | NY - Presbyt. Hospital - 525 E 68TH St | NY - PRESBYTERIAN HOSPITAL-525 E 68TH ST | 60883 | NY | MAT | NPCC |  | 622 | 5 | Commercial NAICS Cogen | IC | DFO | DFO | NYIS | A | barrels | 27 | 21 | 18 | 13 | 27 | 11 | 18 | 7 | 19 | 11 | 27 | 31 | 13 | 10 | 8 | 6 | 12 | 5 | 8 | 3 | 9 | 5 | 12 | 14 | 5.5 | 5.5 | 5.5 | 5.5 | 5.5 | 5.5 | 5.5 | 5.5 | 5.5 | 5.5 | 5.5 | 5.5 | 149 | 116 | 99 | 72 | 149 | 61 | 99 | 39 | 105 | 61 | 149 | 171 | 70 | 53 | 45 | 32 | 67 | 28 | 46 | 19 | 48 | 28 | 67 | 79 | 5.921 | 4.44 | 3.76 | 2.672 | 5.649 | 2.342 | 3.894 | 1.576 | 4.096 | 2.342 | 5.667 | 6.641 | 230 | 105 | 1270 | 582 | 49 | 2020 | petroleum | FALSE
61241 | N | . | Victoria City Power LLC | Agilon Energy Holdings II, LLC | 61608 | TX | WSC | TRE |  | 22 | 2 | NAICS-22 Non-Cogen | GT | NG | NG | ERCO | A | mcf | . | 79143 | 77123 | 68670 | 82211 | 97237 | 118304 | 114503 | 94485 | 81708 | 64000 | 70337 | . | 79143 | 77123 | 68670 | 82211 | 97237 | 118304 | 114503 | 94485 | 81708 | 64000 | 70337 | . | 1.036 | 1.036 | 1.036 | 1.036 | 1.036 | 1.036 | 1.036 | 1.036 | 1.036 | 1.036 | 1.036 | . | 81992 | 79899 | 71142 | 85171 | 100738 | 122563 | 118625 | 97886 | 84649 | 66304 | 72869 | . | 81992 | 79899 | 71142 | 85171 | 100738 | 122563 | 118625 | 97886 | 84649 | 66304 | 72869 | . | 7757.973 | 7559.843 | 6731.305 | 8058.604 | 9531.499 | 11596.561 | 11223.948 | 9261.786 | 8009.275 | 6273.475 | 6894.731 | 947721 | 947721 | 981838 | 981838 | 92899 | 2020 | natural gas peaker | TRUE
61242 | N | . | Victoria Port Power LLC | Agilon Energy Holdings II, LLC | 61608 | TX | WSC | TRE |  | 22 | 2 | NAICS-22 Non-Cogen | GT | NG | NG | ERCO | A | mcf | 67662 | 64372 | 62728 | 55853 | 66867 | 79088 | 96223 | 93131 | 76850 | 66457 | 52055 | 57209 | 67662 | 64372 | 62728 | 55853 | 66867 | 79088 | 96223 | 93131 | 76850 | 66457 | 52055 | 57209 | 1.019 | 1.019 | 1.019 | 1.019 | 1.019 | 1.019 | 1.019 | 1.019 | 1.019 | 1.019 | 1.019 | 1.019 | 68948 | 65595 | 63920 | 56914 | 68137 | 80591 | 98051 | 94900 | 78310 | 67720 | 53044 | 58296 | 68948 | 65595 | 63920 | 56914 | 68137 | 80591 | 98051 | 94900 | 78310 | 67720 | 53044 | 58296 | 5915.983 | 5628.559 | 5484.812 | 4883.692 | 5846.673 | 6915.286 | 8413.529 | 8143.191 | 6719.605 | 5810.883 | 4551.527 | 5002.26 | 838495 | 838495 | 854426 | 854426 | 73316 | 2020 | natural gas peaker | TRUE
61243 | N | . | Old Wardour Solar | NuGen Capital Management | 59254 | MA | NEW | NPCC |  | 22 | 2 | NAICS-22 Non-Cogen | PV | SUN | SUN | ISNE | A |  | 0 | 0 | 0 | 0 | 0 | 0 | 0 | 0 | 0 | 0 | 0 | 0 | 0 | 0 | 0 | 0 | 0 | 0 | 0 | 0 | 0 | 0 | 0 | 0 | 0 | 0 | 0 | 0 | 0 | 0 | 0 | 0 | 0 | 0 | 0 | 0 | 2878 | 3770 | 5737 | 5500 | 7754 | 7326 | 7215 | 6820 | 5922 | 4305 | 3079 | 2343 | 2878 | 3770 | 5737 | 5500 | 7754 | 7326 | 7215 | 6820 | 5922 | 4305 | 3079 | 2343 | 328.309 | 430.032 | 654.329 | 627.373 | 884.476 | 835.65 | 822.934 | 777.922 | 675.437 | 491.065 | 351.197 | 267.276 | 0 | 0 | 62649 | 62649 | 7146 | 2020 | solar PV | TRUE
61244 | N | . | Shuman Solar | NuGen Capital Management | 59254 | MA | NEW | NPCC |  | 22 | 2 | NAICS-22 Non-Cogen | PV | SUN | SUN | ISNE | A |  | 0 | 0 | 0 | 0 | 0 | 0 | 0 | 0 | 0 | 0 | 0 | 0 | 0 | 0 | 0 | 0 | 0 | 0 | 0 | 0 | 0 | 0 | 0 | 0 | 0 | 0 | 0 | 0 | 0 | 0 | 0 | 0 | 0 | 0 | 0 | 0 | 957 | 1254 | 1907 | 1829 | 2578 | 2436 | 2399 | 2268 | 1969 | 1431 | 1024 | 779 | 957 | 1254 | 1907 | 1829 | 2578 | 2436 | 2399 | 2268 | 1969 | 1431 | 1024 | 779 | 109.161 | 142.983 | 217.56 | 208.598 | 294.083 | 277.848 | 273.62 | 258.654 | 224.579 | 163.276 | 116.771 | 88.867 | 0 | 0 | 20831 | 20831 | 2376 | 2020 | solar PV | TRUE
61245 | N | . | Vuelta Solar | NuGen Capital Management | 59254 | MA | NEW | NPCC |  | 22 | 2 | NAICS-22 Non-Cogen | PV | SUN | SUN | ISNE | A |  | 0 | 0 | 0 | 0 | 0 | 0 | 0 | 0 | 0 | 0 | 0 | 0 | 0 | 0 | 0 | 0 | 0 | 0 | 0 | 0 | 0 | 0 | 0 | 0 | 0 | 0 | 0 | 0 | 0 | 0 | 0 | 0 | 0 | 0 | 0 | 0 | 2878 | 3770 | 5737 | 5500 | 7754 | 7326 | 7215 | 6820 | 5922 | 4305 | 3079 | 2343 | 2878 | 3770 | 5737 | 5500 | 7754 | 7326 | 7215 | 6820 | 5922 | 4305 | 3079 | 2343 | 328.309 | 430.032 | 654.329 | 627.373 | 884.476 | 835.65 | 822.934 | 777.922 | 675.437 | 491.065 | 351.197 | 267.276 | 0 | 0 | 62649 | 62649 | 7146 | 2020 | solar PV | TRUE
61246 | N | . | ACE-Stanton PV | ACE-Stanton, LLC | 60862 | FL | SAT | SERC |  | 22 | 2 | NAICS-22 Non-Cogen | PV | SUN | SUN | FMPP | A |  | 0 | 0 | 0 | 0 | 0 | 0 | 0 | 0 | 0 | 0 | 0 | 0 | 0 | 0 | 0 | 0 | 0 | 0 | 0 | 0 | 0 | 0 | 0 | 0 | 0 | 0 | 0 | 0 | 0 | 0 | 0 | 0 | 0 | 0 | 0 | 0 | 5723 | 6196 | 8258 | 7483 | 8828 | 7621 | 7814 | 7455 | 6456 | 6301 | 5512 | 5998 | 5723 | 6196 | 8258 | 7483 | 8828 | 7621 | 7814 | 7455 | 6456 | 6301 | 5512 | 5998 | 652.826 | 706.729 | 941.985 | 853.548 | 1006.962 | 869.266 | 891.246 | 850.402 | 736.438 | 718.708 | 628.746 | 684.144 | 0 | 0 | 83645 | 83645 | 9541 | 2020 | solar PV | TRUE
61247 | N | . | ACE-Stanton A PV | ACE-Stanton A, LLC | 60863 | FL | SAT | SERC |  | 22 | 2 | NAICS-22 Non-Cogen | PV | SUN | SUN | FMPP | A |  | 0 | 0 | 0 | 0 | 0 | 0 | 0 | 0 | 0 | 0 | 0 | 0 | 0 | 0 | 0 | 0 | 0 | 0 | 0 | 0 | 0 | 0 | 0 | 0 | 0 | 0 | 0 | 0 | 0 | 0 | 0 | 0 | 0 | 0 | 0 | 0 | 4754 | 5146 | 6860 | 6216 | 7333 | 6330 | 6490 | 6193 | 5363 | 5234 | 4579 | 4982 | 4754 | 5146 | 6860 | 6216 | 7333 | 6330 | 6490 | 6193 | 5363 | 5234 | 4579 | 4982 | 542.254 | 587.027 | 782.437 | 708.979 | 836.409 | 722.034 | 740.292 | 706.366 | 611.705 | 596.977 | 522.252 | 568.268 | 0 | 0 | 69480 | 69480 | 7925 | 2020 | solar PV | TRUE
61248 | N | . | Glopak Solar PV Power Plant | Glopak Corporation | 60864 | NJ | MAT | RFC |  | 326 | 6 | Industrial NAICS Non-Cogen | PV | SUN | SUN | PJM | A |  | 0 | 0 | 0 | 0 | 0 | 0 | 0 | 0 | 0 | 0 | 0 | 0 | 0 | 0 | 0 | 0 | 0 | 0 | 0 | 0 | 0 | 0 | 0 | 0 | 0 | 0 | 0 | 0 | 0 | 0 | 0 | 0 | 0 | 0 | 0 | 0 | 549 | 617 | 884 | 919 | 1203 | 1263 | 1189 | 1028 | 944 | 682 | 626 | 433 | 549 | 617 | 884 | 919 | 1203 | 1263 | 1189 | 1028 | 944 | 682 | 626 | 433 | 62.65 | 70.389 | 100.813 | 104.835 | 137.2 | 144.023 | 135.647 | 117.204 | 107.691 | 77.766 | 71.36 | 49.422 | 0 | 0 | 10337 | 10337 | 1179 | 2020 | solar PV | FALSE
61249 | N | . | Westmont 300A | Westmont Solar, LLC | 60991 | CA | PACC | WECC |  | 22 | 2 | NAICS-22 Non-Cogen | PV | SUN | SUN | LDWP | A |  | 0 | 0 | 0 | 0 | 0 | 0 | 0 | 0 | 0 | 0 | 0 | 0 | 0 | 0 | 0 | 0 | 0 | 0 | 0 | 0 | 0 | 0 | 0 | 0 | 0 | 0 | 0 | 0 | 0 | 0 | 0 | 0 | 0 | 0 | 0 | 0 | 2587 | 3507 | 3432 | 4325 | 5660 | 5637 | 6367 | 5275 | 4142 | 3828 | 3027 | 2396 | 2587 | 3507 | 3432 | 4325 | 5660 | 5637 | 6367 | 5275 | 4142 | 3828 | 3027 | 2396 | 295.101 | 400.027 | 391.45 | 493.338 | 645.655 | 642.944 | 726.216 | 601.65 | 472.414 | 436.665 | 345.216 | 273.324 | 0 | 0 | 50183 | 50183 | 5724 | 2020 | solar PV | TRUE
61250 | N | . | USPS PV | USPS LA Solar FiT A & B | 60950 | CA | PACC | WECC |  | 22 | 1 | Electric Utility | PV | SUN | SUN | CISO | A |  | 0 | 0 | 0 | 0 | 0 | 0 | 0 | 0 | 0 | 0 | 0 | 0 | 0 | 0 | 0 | 0 | 0 | 0 | 0 | 0 | 0 | 0 | 0 | 0 | 0 | 0 | 0 | 0 | 0 | 0 | 0 | 0 | 0 | 0 | 0 | 0 | 5164 | 7000 | 6850 | 8633 | 11298 | 11251 | 12708 | 10528 | 8267 | 7641 | 6041 | 4783 | 5164 | 7000 | 6850 | 8633 | 11298 | 11251 | 12708 | 10528 | 8267 | 7641 | 6041 | 4783 | 589.02 | 798.446 | 781.328 | 984.693 | 1288.716 | 1283.304 | 1449.513 | 1200.882 | 942.929 | 871.575 | 689.044 | 545.55 | 0 | 0 | 100164 | 100164 | 11425 | 2020 | solar PV | TRUE
61255 | N | . | Haywood Farm Solar, LLC | CD Global Solar Holdings, LLC | 60865 | NC | SAT | SERC |  | 22 | 2 | NAICS-22 Non-Cogen | PV | SUN | SUN | CPLE | A |  | 0 | 0 | 0 | 0 | 0 | 0 | 0 | 0 | 0 | 0 | 0 | 0 | 0 | 0 | 0 | 0 | 0 | 0 | 0 | 0 | 0 | 0 | 0 | 0 | 0 | 0 | 0 | 0 | 0 | 0 | 0 | 0 | 0 | 0 | 0 | 0 | 4392 | 4513 | 5773 | 7841 | 7847 | 7634 | 8540 | 6857 | 5807 | 5888 | 4924 | 4162 | 4392 | 4513 | 5773 | 7841 | 7847 | 7634 | 8540 | 6857 | 5807 | 5888 | 4924 | 4162 | 500.92 | 514.795 | 658.474 | 894.38 | 895.091 | 870.812 | 974.069 | 782.137 | 662.406 | 671.564 | 561.671 | 474.681 | 0 | 0 | 74178 | 74178 | 8461 | 2020 | solar PV | TRUE
61256 | N | . | Hood Farm Solar, LLC | CD Global Solar Holdings, LLC | 60865 | NC | SAT | SERC |  | 22 | 2 | NAICS-22 Non-Cogen | PV | SUN | SUN | CPLE | A |  | 0 | 0 | 0 | 0 | 0 | 0 | 0 | 0 | 0 | 0 | 0 | 0 | 0 | 0 | 0 | 0 | 0 | 0 | 0 | 0 | 0 | 0 | 0 | 0 | 0 | 0 | 0 | 0 | 0 | 0 | 0 | 0 | 0 | 0 | 0 | 0 | 4369 | 4490 | 5743 | 7800 | 7806 | 7595 | 8495 | 6821 | 5777 | 5857 | 4899 | 4140 | 4369 | 4490 | 5743 | 7800 | 7806 | 7595 | 8495 | 6821 | 5777 | 5857 | 4899 | 4140 | 498.315 | 512.118 | 655.049 | 889.729 | 890.436 | 866.284 | 969.004 | 778.07 | 658.961 | 668.072 | 558.75 | 472.212 | 0 | 0 | 73792 | 73792 | 8417 | 2020 | solar PV | TRUE
61257 | N | . | ZV Solar 2, LLC | CD Global Solar Holdings, LLC | 60865 | NC | SAT | SERC |  | 22 | 2 | NAICS-22 Non-Cogen | PV | SUN | SUN | CPLE | A |  | 0 | 0 | 0 | 0 | 0 | 0 | 0 | 0 | 0 | 0 | 0 | 0 | 0 | 0 | 0 | 0 | 0 | 0 | 0 | 0 | 0 | 0 | 0 | 0 | 0 | 0 | 0 | 0 | 0 | 0 | 0 | 0 | 0 | 0 | 0 | 0 | 4698 | 4828 | 6176 | 8389 | 8395 | 8168 | 9136 | 7336 | 6213 | 6299 | 5268 | 4452 | 4698 | 4828 | 6176 | 8389 | 8395 | 8168 | 9136 | 7336 | 6213 | 6299 | 5268 | 4452 | 535.908 | 550.754 | 704.468 | 956.852 | 957.613 | 931.638 | 1042.108 | 836.77 | 708.675 | 718.473 | 600.904 | 507.837 | 0 | 0 | 79358 | 79358 | 9052 | 2020 | solar PV | TRUE
61258 | N | . | Innovative Solar 35, LLC | CD Global Solar Holdings, LLC | 60865 | NC | SAT | SERC |  | 22 | 2 | NAICS-22 Non-Cogen | PV | SUN | SUN | CPLE | A |  | 0 | 0 | 0 | 0 | 0 | 0 | 0 | 0 | 0 | 0 | 0 | 0 | 0 | 0 | 0 | 0 | 0 | 0 | 0 | 0 | 0 | 0 | 0 | 0 | 0 | 0 | 0 | 0 | 0 | 0 | 0 | 0 | 0 | 0 | 0 | 0 | 1838 | 1889 | 2416 | 3282 | 3284 | 3195 | 3574 | 2870 | 2430 | 2464 | 2061 | 1742 | 1838 | 1889 | 2416 | 3282 | 3284 | 3195 | 3574 | 2870 | 2430 | 2464 | 2061 | 1742 | 209.64 | 215.446 | 275.577 | 374.305 | 374.603 | 364.442 | 407.656 | 327.331 | 277.223 | 281.055 | 235.064 | 198.658 | 0 | 0 | 31045 | 31045 | 3541 | 2020 | solar PV | TRUE
61259 | N | . | Innovative Solar 59, LLC | CD Global Solar Holdings, LLC | 60865 | NC | SAT | SERC |  | 22 | 2 | NAICS-22 Non-Cogen | PV | SUN | SUN | CPLE | A |  | 0 | 0 | 0 | 0 | 0 | 0 | 0 | 0 | 0 | 0 | 0 | 0 | 0 | 0 | 0 | 0 | 0 | 0 | 0 | 0 | 0 | 0 | 0 | 0 | 0 | 0 | 0 | 0 | 0 | 0 | 0 | 0 | 0 | 0 | 0 | 0 | 1831 | 1882 | 2407 | 3269 | 3272 | 3183 | 3561 | 2859 | 2421 | 2455 | 2053 | 1735 | 1831 | 1882 | 2407 | 3269 | 3272 | 3183 | 3561 | 2859 | 2421 | 2455 | 2053 | 1735 | 208.87 | 214.655 | 274.565 | 372.931 | 373.228 | 363.104 | 406.16 | 326.129 | 276.205 | 280.023 | 234.201 | 197.929 | 0 | 0 | 30928 | 30928 | 3528 | 2020 | solar PV | TRUE
61260 | N | . | Innovative Solar 60, LLC | CD Global Solar Holdings, LLC | 60865 | NC | SAT | SERC |  | 22 | 2 | NAICS-22 Non-Cogen | PV | SUN | SUN | DUK | A |  | 0 | 0 | 0 | 0 | 0 | 0 | 0 | 0 | 0 | 0 | 0 | 0 | 0 | 0 | 0 | 0 | 0 | 0 | 0 | 0 | 0 | 0 | 0 | 0 | 0 | 0 | 0 | 0 | 0 | 0 | 0 | 0 | 0 | 0 | 0 | 0 | 1966 | 2020 | 2584 | 3510 | 3512 | 3417 | 3822 | 3069 | 2599 | 2635 | 2204 | 1863 | 1966 | 2020 | 2584 | 3510 | 3512 | 3417 | 3822 | 3069 | 2599 | 2635 | 2204 | 1863 | 224.203 | 230.414 | 294.722 | 400.309 | 400.627 | 389.761 | 435.977 | 350.071 | 296.482 | 300.581 | 251.394 | 212.459 | 0 | 0 | 33201 | 33201 | 3787 | 2020 | solar PV | TRUE
61261 | N | . | Rock Falls Wind Farm LLC | EDF Renewable Asset Holdings, Inc. | 57170 | OK | WSC | MRO |  | 22 | 2 | NAICS-22 Non-Cogen | WT | WND | WND | SWPP | M |  | 0 | 0 | 0 | 0 | 0 | 0 | 0 | 0 | 0 | 0 | 0 | 0 | 0 | 0 | 0 | 0 | 0 | 0 | 0 | 0 | 0 | 0 | 0 | 0 | 0 | 0 | 0 | 0 | 0 | 0 | 0 | 0 | 0 | 0 | 0 | 0 | 462889 | 445592 | 428391 | 455367 | 344359 | 554443 | 311272 | 296921 | 289188 | 423297 | 482948 | 409445 | 462889 | 445592 | 428391 | 455367 | 344359 | 554443 | 311272 | 296921 | 289188 | 423297 | 482948 | 409445 | 52799 | 50826 | 48864 | 51941 | 39279 | 63242 | 35505 | 33868 | 32986 | 48283 | 55087 | 46703 | 0 | 0 | 4904112 | 4904112 | 559383 | 2020 | onshore wind | TRUE
61262 | N | . | Stuttgart Solar | Stuttgart Solar, LLC | 60871 | AR | WSC | SERC |  | 22 | 2 | NAICS-22 Non-Cogen | PV | SUN | SUN | MISO | M |  | 0 | 0 | 0 | 0 | 0 | 0 | 0 | 0 | 0 | 0 | 0 | 0 | 0 | 0 | 0 | 0 | 0 | 0 | 0 | 0 | 0 | 0 | 0 | 0 | 0 | 0 | 0 | 0 | 0 | 0 | 0 | 0 | 0 | 0 | 0 | 0 | 69180 | 88021 | 88161 | 114304 | 153878 | 150608 | 153843 | 150161 | 119634 | 104205 | 111507 | 83383 | 69180 | 88021 | 88161 | 114304 | 153878 | 150608 | 153843 | 150161 | 119634 | 104205 | 111507 | 83383 | 7891 | 10040 | 10056 | 13038 | 17552 | 17179 | 17548 | 17128 | 13646 | 11886 | 12719 | 9511 | 0 | 0 | 1386885 | 1386885 | 158194 | 2020 | solar PV | TRUE
61263 | N | . | Wolf Run Energy | Wolf Run Energy LLC | 60875 | PA | MAT | RFC |  | 22 | 2 | NAICS-22 Non-Cogen | IC | NG | NG | PJM | A | mcf | 31714 | 28991 | 28672 | 22506 | 23611 | 31477 | 39860 | 39368 | 35246 | 30462 | 23131 | 32719 | 31714 | 28991 | 28672 | 22506 | 23611 | 31477 | 39860 | 39368 | 35246 | 30462 | 23131 | 32719 | 1.029 | 1.029 | 1.029 | 1.029 | 1.029 | 1.029 | 1.029 | 1.029 | 1.029 | 1.029 | 1.029 | 1.029 | 32634 | 29832 | 29503 | 23159 | 24296 | 32390 | 41016 | 40510 | 36268 | 31345 | 23802 | 33668 | 32634 | 29832 | 29503 | 23159 | 24296 | 32390 | 41016 | 40510 | 36268 | 31345 | 23802 | 33668 | 3597.767 | 3288.937 | 3252.703 | 2553.281 | 2678.611 | 3571.006 | 4522.05 | 4466.242 | 3998.557 | 3455.806 | 2624.108 | 3711.932 | 367757 | 367757 | 378423 | 378423 | 41721 | 2020 | natural gas peaker | TRUE
61264 | N | . | Antelope Expansion 2 | Sustainable Power Group, LLC | 58661 | CA | PACC | WECC |  | 22 | 2 | NAICS-22 Non-Cogen | PV | SUN | SUN | CISO | M |  | 0 | 0 | 0 | 0 | 0 | 0 | 0 | 0 | 0 | 0 | 0 | 0 | 0 | 0 | 0 | 0 | 0 | 0 | 0 | 0 | 0 | 0 | 0 | 0 | 0 | 0 | 0 | 0 | 0 | 0 | 0 | 0 | 0 | 0 | 0 | 0 | 141017 | 173753 | 152616 | 198169 | 205095 | 218588 | 264544 | 240233 | 193014 | 167020 | 140298 | 118635 | 141017 | 173753 | 152616 | 198169 | 205095 | 218588 | 264544 | 240233 | 193014 | 167020 | 140298 | 118635 | 16085 | 19819 | 17408 | 22604 | 23394 | 24933 | 30175 | 27402 | 22016 | 19051 | 16003 | 13532 | 0 | 0 | 2212982 | 2212982 | 252422 | 2020 | solar PV | TRUE
61265 | N | . | Antelope DSR 3 | Sustainable Power Group, LLC | 58661 | CA | PACC | WECC |  | 22 | 2 | NAICS-22 Non-Cogen | PV | SUN | SUN | CISO | A |  | 0 | 0 | 0 | 0 | 0 | 0 | 0 | 0 | 0 | 0 | 0 | 0 | 0 | 0 | 0 | 0 | 0 | 0 | 0 | 0 | 0 | 0 | 0 | 0 | 0 | 0 | 0 | 0 | 0 | 0 | 0 | 0 | 0 | 0 | 0 | 0 | 25791 | 34961 | 34212 | 43116 | 56429 | 56192 | 63469 | 52583 | 41288 | 38163 | 30171 | 23888 | 25791 | 34961 | 34212 | 43116 | 56429 | 56192 | 63469 | 52583 | 41288 | 38163 | 30171 | 23888 | 2941.853 | 3987.826 | 3902.33 | 4918.034 | 6436.474 | 6409.444 | 7239.573 | 5997.787 | 4709.446 | 4353.069 | 3441.421 | 2724.743 | 0 | 0 | 500263 | 500263 | 57062 | 2020 | solar PV | TRUE
61267 | N | . | Hurricane Creek Lift Station | Johnson County Rural E M C | 9778 | IN | ENC | RFC |  | 22 | 1 | Electric Utility | IC | DFO | DFO | MISO | A | barrels | 26 | 9 | 19 | 10 | 15 | 23 | 16 | 20 | 11 | 15 | 28 | 18 | 26 | 9 | 19 | 10 | 15 | 23 | 16 | 20 | 11 | 15 | 28 | 18 | 5.8 | 5.8 | 5.8 | 5.8 | 5.8 | 5.8 | 5.8 | 5.8 | 5.8 | 5.8 | 5.8 | 5.8 | 151 | 52 | 110 | 58 | 87 | 133 | 93 | 116 | 64 | 87 | 162 | 104 | 151 | 52 | 110 | 58 | 87 | 133 | 93 | 116 | 64 | 87 | 162 | 104 | 14.103 | 5.234 | 10.96 | 5.673 | 8.398 | 13.298 | 9.27 | 11.614 | 6.476 | 8.754 | 15.957 | 10.263 | 210 | 210 | 1217 | 1217 | 120 | 2020 | petroleum | TRUE
61268 | N | . | Kayenta Solar Project | NGI-Kayenta Solar Lessor I, LLC | 60879 | AZ | MTN | WECC |  | 22 | 2 | NAICS-22 Non-Cogen | PV | SUN | SUN | WALC | M |  | 0 | 0 | 0 | 0 | 0 | 0 | 0 | 0 | 0 | 0 | 0 | 0 | 0 | 0 | 0 | 0 | 0 | 0 | 0 | 0 | 0 | 0 | 0 | 0 | 0 | 0 | 0 | 0 | 0 | 0 | 0 | 0 | 0 | 0 | 0 | 0 | 70986 | 86942 | 98094 | 116154 | 125938 | 115645 | 100961 | 103266 | 89423 | 97805 | 67076 | 55653 | 70986 | 86942 | 98094 | 116154 | 125938 | 115645 | 100961 | 103266 | 89423 | 97805 | 67076 | 55653 | 8097 | 9917 | 11189 | 13249 | 14365 | 13191 | 11516 | 11779 | 10200 | 11156 | 7651 | 6348 | 0 | 0 | 1127943 | 1127943 | 128658 | 2020 | solar PV | TRUE
61269 | N | . | Thunder Ranch Wind Project | Thunder Ranch Wind Project, LLC | 60881 | OK | WSC | MRO |  | 22 | 2 | NAICS-22 Non-Cogen | WT | WND | WND | SWPP | M |  | 0 | 0 | 0 | 0 | 0 | 0 | 0 | 0 | 0 | 0 | 0 | 0 | 0 | 0 | 0 | 0 | 0 | 0 | 0 | 0 | 0 | 0 | 0 | 0 | 0 | 0 | 0 | 0 | 0 | 0 | 0 | 0 | 0 | 0 | 0 | 0 | 919895 | 865364 | 860805 | 878015 | 621913 | 1057300 | 656043 | 641929 | 641245 | 928083 | 1036356 | 747080 | 919895 | 865364 | 860805 | 878015 | 621913 | 1057300 | 656043 | 641929 | 641245 | 928083 | 1036356 | 747080 | 104927 | 98707 | 98187 | 100150 | 70938 | 120600 | 74831 | 73221 | 73143 | 105861 | 118211 | 85215 | 0 | 0 | 9854028 | 9854028 | 1123991 | 2020 | onshore wind | TRUE
61270 | N | . | Red Dirt Wind Project | Red Dirt Wind Project, LLC | 60882 | OK | WSC | MRO |  | 22 | 2 | NAICS-22 Non-Cogen | WT | WND | WND | SWPP | M |  | 0 | 0 | 0 | 0 | 0 | 0 | 0 | 0 | 0 | 0 | 0 | 0 | 0 | 0 | 0 | 0 | 0 | 0 | 0 | 0 | 0 | 0 | 0 | 0 | 0 | 0 | 0 | 0 | 0 | 0 | 0 | 0 | 0 | 0 | 0 | 0 | 840808 | 831418 | 706647 | 812157 | 591790 | 752682 | 505023 | 534542 | 448038 | 826842 | 988094 | 787794 | 840808 | 831418 | 706647 | 812157 | 591790 | 752682 | 505023 | 534542 | 448038 | 826842 | 988094 | 787794 | 95906 | 94835 | 80603 | 92638 | 67502 | 85854 | 57605 | 60972 | 51105 | 94313 | 112706 | 89859 | 0 | 0 | 8625835 | 8625835 | 983898 | 2020 | onshore wind | TRUE
61271 | N | . | Biltmore Solar Fields | The Biltmore Company | 60880 | NC | SAT | SERC |  | 22 | 2 | NAICS-22 Non-Cogen | PV | SUN | SUN | CPLW | A |  | 0 | 0 | 0 | 0 | 0 | 0 | 0 | 0 | 0 | 0 | 0 | 0 | 0 | 0 | 0 | 0 | 0 | 0 | 0 | 0 | 0 | 0 | 0 | 0 | 0 | 0 | 0 | 0 | 0 | 0 | 0 | 0 | 0 | 0 | 0 | 0 | 504 | 518 | 663 | 900 | 901 | 876 | 980 | 787 | 666 | 676 | 565 | 478 | 504 | 518 | 663 | 900 | 901 | 876 | 980 | 787 | 666 | 676 | 565 | 478 | 57.486 | 59.079 | 75.568 | 102.641 | 102.722 | 99.936 | 111.786 | 89.76 | 76.019 | 77.07 | 64.458 | 54.475 | 0 | 0 | 8514 | 8514 | 971 | 2020 | solar PV | TRUE
61272 | N | . | Gray Hawk Solar | Gray Hawk Solar, LLC | 60886 | AZ | MTN | WECC |  | 22 | 2 | NAICS-22 Non-Cogen | PV | SUN | SUN | TEPC | M |  | 0 | 0 | 0 | 0 | 0 | 0 | 0 | 0 | 0 | 0 | 0 | 0 | 0 | 0 | 0 | 0 | 0 | 0 | 0 | 0 | 0 | 0 | 0 | 0 | 0 | 0 | 0 | 0 | 0 | 0 | 0 | 0 | 0 | 0 | 0 | 0 | 76404 | 91203 | 101364 | 122440 | 140070 | 136257 | 139728 | 121467 | 113901 | 106379 | 77886 | 65753 | 76404 | 91203 | 101364 | 122440 | 140070 | 136257 | 139728 | 121467 | 113901 | 106379 | 77886 | 65753 | 8715 | 10403 | 11562 | 13966 | 15977 | 15542 | 15938 | 13855 | 12992 | 12134 | 8884 | 7500 | 0 | 0 | 1292852 | 1292852 | 147468 | 2020 | solar PV | TRUE
61274 | N | . | Wilson Solar Farm 1 | GCL New Energy, Inc. | 60888 | NC | SAT | SERC |  | 22 | 2 | NAICS-22 Non-Cogen | PV | SUN | SUN | CPLE | A |  | 0 | 0 | 0 | 0 | 0 | 0 | 0 | 0 | 0 | 0 | 0 | 0 | 0 | 0 | 0 | 0 | 0 | 0 | 0 | 0 | 0 | 0 | 0 | 0 | 0 | 0 | 0 | 0 | 0 | 0 | 0 | 0 | 0 | 0 | 0 | 0 | 2861 | 2940 | 3761 | 5108 | 5112 | 4974 | 5564 | 4467 | 3783 | 3836 | 3208 | 2711 | 2861 | 2940 | 3761 | 5108 | 5112 | 4974 | 5564 | 4467 | 3783 | 3836 | 3208 | 2711 | 326.349 | 335.388 | 428.994 | 582.686 | 583.149 | 567.332 | 634.604 | 509.56 | 431.556 | 437.522 | 365.927 | 309.253 | 0 | 0 | 48325 | 48325 | 5512.32 | 2020 | solar PV | TRUE
61275 | N | . | Wilson Solar Farm 2 | GCL New Energy, Inc. | 60888 | NC | SAT | SERC |  | 22 | 2 | NAICS-22 Non-Cogen | PV | SUN | SUN | CPLE | A |  | 0 | 0 | 0 | 0 | 0 | 0 | 0 | 0 | 0 | 0 | 0 | 0 | 0 | 0 | 0 | 0 | 0 | 0 | 0 | 0 | 0 | 0 | 0 | 0 | 0 | 0 | 0 | 0 | 0 | 0 | 0 | 0 | 0 | 0 | 0 | 0 | 4235 | 4353 | 5567 | 7562 | 7568 | 7363 | 8236 | 6613 | 5601 | 5678 | 4749 | 4013 | 4235 | 4353 | 5567 | 7562 | 7568 | 7363 | 8236 | 6613 | 5601 | 5678 | 4749 | 4013 | 483.099 | 496.481 | 635.049 | 862.562 | 863.248 | 839.833 | 939.417 | 754.313 | 638.841 | 647.673 | 541.69 | 457.794 | 0 | 0 | 71538 | 71538 | 8160 | 2020 | solar PV | TRUE
61276 | N | . | Wilson Solar Farm 3 | GCL New Energy, Inc. | 60888 | NC | SAT | SERC |  | 22 | 2 | NAICS-22 Non-Cogen | PV | SUN | SUN | CPLE | A |  | 0 | 0 | 0 | 0 | 0 | 0 | 0 | 0 | 0 | 0 | 0 | 0 | 0 | 0 | 0 | 0 | 0 | 0 | 0 | 0 | 0 | 0 | 0 | 0 | 0 | 0 | 0 | 0 | 0 | 0 | 0 | 0 | 0 | 0 | 0 | 0 | 8018 | 8240 | 10540 | 14316 | 14327 | 13939 | 15592 | 12519 | 10603 | 10750 | 8990 | 7598 | 8018 | 8240 | 10540 | 14316 | 14327 | 13939 | 15592 | 12519 | 10603 | 10750 | 8990 | 7598 | 914.573 | 939.907 | 1202.234 | 1632.949 | 1634.247 | 1589.919 | 1778.445 | 1428.018 | 1209.414 | 1226.134 | 1025.493 | 866.667 | 0 | 0 | 135432 | 135432 | 15448 | 2020 | solar PV | TRUE
61277 | N | . | Wilson Solar Farm 4 | GCL New Energy, Inc. | 60888 | NC | SAT | SERC |  | 22 | 2 | NAICS-22 Non-Cogen | PV | SUN | SUN | CPLE | A |  | 0 | 0 | 0 | 0 | 0 | 0 | 0 | 0 | 0 | 0 | 0 | 0 | 0 | 0 | 0 | 0 | 0 | 0 | 0 | 0 | 0 | 0 | 0 | 0 | 0 | 0 | 0 | 0 | 0 | 0 | 0 | 0 | 0 | 0 | 0 | 0 | 8294 | 8523 | 10902 | 14808 | 14820 | 14418 | 16128 | 12950 | 10967 | 11119 | 9300 | 7859 | 8294 | 8523 | 10902 | 14808 | 14820 | 14418 | 16128 | 12950 | 10967 | 11119 | 9300 | 7859 | 946.01 | 972.215 | 1243.559 | 1689.079 | 1690.422 | 1644.57 | 1839.576 | 1477.103 | 1250.985 | 1268.281 | 1060.743 | 896.457 | 0 | 0 | 140088 | 140088 | 15979 | 2020 | solar PV | TRUE
61278 | N | . | Wilson Solar Farm 5 | GCL New Energy, Inc. | 60888 | NC | SAT | SERC |  | 22 | 2 | NAICS-22 Non-Cogen | PV | SUN | SUN | CPLE | A |  | 0 | 0 | 0 | 0 | 0 | 0 | 0 | 0 | 0 | 0 | 0 | 0 | 0 | 0 | 0 | 0 | 0 | 0 | 0 | 0 | 0 | 0 | 0 | 0 | 0 | 0 | 0 | 0 | 0 | 0 | 0 | 0 | 0 | 0 | 0 | 0 | 8302 | 8532 | 10913 | 14823 | 14835 | 14432 | 16144 | 12963 | 10978 | 11130 | 9309 | 7867 | 8302 | 8532 | 10913 | 14823 | 14835 | 14432 | 16144 | 12963 | 10978 | 11130 | 9309 | 7867 | 946.958 | 973.189 | 1244.804 | 1690.77 | 1692.114 | 1646.217 | 1841.418 | 1478.582 | 1252.238 | 1269.55 | 1061.805 | 897.355 | 0 | 0 | 140228 | 140228 | 15995 | 2020 | solar PV | TRUE
61279 | N | . | Wilson Solar Farm 6 | GCL New Energy, Inc. | 60888 | NC | SAT | SERC |  | 22 | 2 | NAICS-22 Non-Cogen | PV | SUN | SUN | CPLE | A |  | 0 | 0 | 0 | 0 | 0 | 0 | 0 | 0 | 0 | 0 | 0 | 0 | 0 | 0 | 0 | 0 | 0 | 0 | 0 | 0 | 0 | 0 | 0 | 0 | 0 | 0 | 0 | 0 | 0 | 0 | 0 | 0 | 0 | 0 | 0 | 0 | 9223 | 9479 | 12124 | 16468 | 16481 | 16034 | 17935 | 14401 | 12197 | 12365 | 10342 | 8740 | 9223 | 9479 | 12124 | 16468 | 16481 | 16034 | 17935 | 14401 | 12197 | 12365 | 10342 | 8740 | 1052.044 | 1081.186 | 1382.943 | 1878.398 | 1879.892 | 1828.901 | 2045.764 | 1642.664 | 1391.201 | 1410.435 | 1179.636 | 996.936 | 0 | 0 | 155789 | 155789 | 17770 | 2020 | solar PV | TRUE
61280 | N | . | Wilson Solar Farm 7 | GCL New Energy, Inc. | 60888 | NC | SAT | SERC |  | 22 | 2 | NAICS-22 Non-Cogen | PV | SUN | SUN | CPLE | A |  | 0 | 0 | 0 | 0 | 0 | 0 | 0 | 0 | 0 | 0 | 0 | 0 | 0 | 0 | 0 | 0 | 0 | 0 | 0 | 0 | 0 | 0 | 0 | 0 | 0 | 0 | 0 | 0 | 0 | 0 | 0 | 0 | 0 | 0 | 0 | 0 | 8580 | 8817 | 11278 | 15319 | 15331 | 14915 | 16684 | 13396 | 11346 | 11502 | 9620 | 8130 | 8580 | 8817 | 11278 | 15319 | 15331 | 14915 | 16684 | 13396 | 11346 | 11502 | 9620 | 8130 | 978.632 | 1005.74 | 1286.44 | 1747.323 | 1748.712 | 1701.279 | 1903.01 | 1528.038 | 1294.123 | 1312.014 | 1097.32 | 927.369 | 0 | 0 | 144918 | 144918 | 16530 | 2020 | solar PV | TRUE
61281 | N | . | Bear Creek Solar Center | GCL New Energy, Inc. | 60888 | OR | PACC | WECC |  | 22 | 2 | NAICS-22 Non-Cogen | PV | SUN | SUN | PACW | A |  | 0 | 0 | 0 | 0 | 0 | 0 | 0 | 0 | 0 | 0 | 0 | 0 | 0 | 0 | 0 | 0 | 0 | 0 | 0 | 0 | 0 | 0 | 0 | 0 | 0 | 0 | 0 | 0 | 0 | 0 | 0 | 0 | 0 | 0 | 0 | 0 | 5290 | 13727 | 15747 | 23011 | 22696 | 25542 | 27882 | 23970 | 18421 | 16142 | 7984 | 6543 | 5290 | 13727 | 15747 | 23011 | 22696 | 25542 | 27882 | 23970 | 18421 | 16142 | 7984 | 6543 | 603.384 | 1565.702 | 1796.161 | 2624.733 | 2588.807 | 2913.376 | 3180.282 | 2734.137 | 2101.14 | 1841.264 | 910.642 | 746.372 | 0 | 0 | 206955 | 206955 | 23606 | 2020 | solar PV | TRUE
61282 | Y | . | APG Combined Heat and Power Plant | US Dept of Army, Garrison, APG | 60890 | MD | SAT | RFC |  | 928 | 5 | Commercial NAICS Cogen | GT | DFO | DFO | PJM | A | barrels | 11 | 3 | 6 | 5 | 1 | 22 | 27 | 10 | 11 | 2 | 2 | 6 | 10 | 2 | 4 | 4 | 1 | 17 | 22 | 8 | 8 | 1 | 2 | 4 | 5.79 | 5.79 | 5.79 | 5.79 | 5.79 | 5.79 | 5.79 | 5.79 | 5.79 | 5.79 | 5.79 | 5.79 | 64 | 17 | 35 | 29 | 6 | 127 | 156 | 58 | 64 | 12 | 12 | 35 | 59 | 14 | 26 | 22 | 5 | 100 | 125 | 47 | 49 | 7 | 11 | 26 | 5.186 | 1.23 | 2.252 | 1.942 | 0.435 | 8.71 | 10.929 | 4.069 | 4.265 | 0.648 | 0.922 | 2.268 | 106 | 83 | 615 | 491 | 42.856 | 2020 | petroleum | FALSE
61282 | Y | . | APG Combined Heat and Power Plant | US Dept of Army, Garrison, APG | 60890 | MD | SAT | RFC |  | 928 | 5 | Commercial NAICS Cogen | GT | NG | NG | PJM | A | mcf | 32563 | 46986 | 44049 | 38227 | 28889 | 39564 | 54965 | 43464 | 34538 | 46454 | 35953 | 27676 | 26001 | 37519 | 35174 | 30524 | 23068 | 31592 | 43889 | 34706 | 27579 | 37094 | 28709 | 22099 | 1.066 | 1.066 | 1.066 | 1.066 | 1.066 | 1.066 | 1.066 | 1.066 | 1.066 | 1.066 | 1.066 | 1.066 | 34712 | 50087 | 46956 | 40750 | 30796 | 42175 | 58593 | 46333 | 36818 | 49520 | 38326 | 29503 | 27717 | 39995 | 37495 | 32539 | 24591 | 33677 | 46786 | 36997 | 29399 | 39542 | 30604 | 23558 | 2423.844 | 3497.528 | 3278.91 | 2845.502 | 2150.449 | 2945.012 | 4091.397 | 3235.314 | 2570.939 | 3457.874 | 2676.27 | 2060.105 | 473328 | 377954 | 504569 | 402900 | 35233.144 | 2020 | natural gas peaker | FALSE
61283 | N | . | Bladenboro Solar, LLC | Cypress Creek Renewables | 61060 | NC | SAT | SERC |  | 22 | 2 | NAICS-22 Non-Cogen | PV | SUN | SUN | CPLE | A |  | 0 | 0 | 0 | 0 | 0 | 0 | 0 | 0 | 0 | 0 | 0 | 0 | 0 | 0 | 0 | 0 | 0 | 0 | 0 | 0 | 0 | 0 | 0 | 0 | 0 | 0 | 0 | 0 | 0 | 0 | 0 | 0 | 0 | 0 | 0 | 0 | 4575 | 4702 | 6014 | 8169 | 8176 | 7954 | 8897 | 7144 | 6050 | 6134 | 5130 | 4336 | 4575 | 4702 | 6014 | 8169 | 8176 | 7954 | 8897 | 7144 | 6050 | 6134 | 5130 | 4336 | 521.877 | 536.334 | 686.024 | 931.8 | 932.541 | 907.246 | 1014.823 | 814.861 | 690.12 | 699.662 | 585.171 | 494.541 | 0 | 0 | 77281 | 77281 | 8815 | 2020 | solar PV | TRUE
61284 | N | . | Lux Solar, LLC | Cypress Creek Renewables | 61060 | NC | SAT | SERC |  | 22 | 2 | NAICS-22 Non-Cogen | PV | SUN | SUN | DUK | A |  | 0 | 0 | 0 | 0 | 0 | 0 | 0 | 0 | 0 | 0 | 0 | 0 | 0 | 0 | 0 | 0 | 0 | 0 | 0 | 0 | 0 | 0 | 0 | 0 | 0 | 0 | 0 | 0 | 0 | 0 | 0 | 0 | 0 | 0 | 0 | 0 | 1997 | 2052 | 2625 | 3565 | 3568 | 3471 | 3883 | 3118 | 2640 | 2677 | 2239 | 1892 | 1997 | 2052 | 2625 | 3565 | 3568 | 3471 | 3883 | 3118 | 2640 | 2677 | 2239 | 1892 | 227.755 | 234.064 | 299.391 | 406.652 | 406.975 | 395.936 | 442.884 | 355.618 | 301.179 | 305.343 | 255.378 | 215.825 | 0 | 0 | 33727 | 33727 | 3847 | 2020 | solar PV | TRUE
61287 | N | . | Sun Farm V, LLC | Greenbacker Renewable Energy Corporation | 60025 | NC | SAT | SERC |  | 22 | 2 | NAICS-22 Non-Cogen | PV | SUN | SUN | PJM | A |  | 0 | 0 | 0 | 0 | 0 | 0 | 0 | 0 | 0 | 0 | 0 | 0 | 0 | 0 | 0 | 0 | 0 | 0 | 0 | 0 | 0 | 0 | 0 | 0 | 0 | 0 | 0 | 0 | 0 | 0 | 0 | 0 | 0 | 0 | 0 | 0 | 4742 | 4874 | 6234 | 8467 | 8474 | 8244 | 9222 | 7405 | 6271 | 6358 | 5318 | 4494 | 4742 | 4874 | 6234 | 8467 | 8474 | 8244 | 9222 | 7405 | 6271 | 6358 | 5318 | 4494 | 540.941 | 555.925 | 711.083 | 965.837 | 966.605 | 940.387 | 1051.894 | 844.627 | 715.33 | 725.219 | 606.546 | 512.606 | 0 | 0 | 80103 | 80103 | 9137 | 2020 | solar PV | TRUE
61288 | N | . | Roxboro Solar Farm, LLC | Cypress Creek Renewables | 61060 | NC | SAT | SERC |  | 22 | 2 | NAICS-22 Non-Cogen | PV | SUN | SUN | CPLE | A |  | 0 | 0 | 0 | 0 | 0 | 0 | 0 | 0 | 0 | 0 | 0 | 0 | 0 | 0 | 0 | 0 | 0 | 0 | 0 | 0 | 0 | 0 | 0 | 0 | 0 | 0 | 0 | 0 | 0 | 0 | 0 | 0 | 0 | 0 | 0 | 0 | 4503 | 4628 | 5920 | 8040 | 8047 | 7828 | 8757 | 7031 | 5955 | 6037 | 5049 | 4267 | 4503 | 4628 | 5920 | 8040 | 8047 | 7828 | 8757 | 7031 | 5955 | 6037 | 5049 | 4267 | 513.647 | 527.877 | 675.206 | 917.107 | 917.836 | 892.94 | 998.821 | 802.012 | 679.238 | 688.629 | 575.944 | 486.743 | 0 | 0 | 76062 | 76062 | 8676 | 2020 | solar PV | TRUE
61289 | N | . | River Bend Solar, LLC | Adapture Renewables, Inc. | 60496 | MT | MTN | WECC |  | 22 | 2 | NAICS-22 Non-Cogen | PV | SUN | SUN | NWMT | M |  | 0 | 0 | 0 | 0 | 0 | 0 | 0 | 0 | 0 | 0 | 0 | 0 | 0 | 0 | 0 | 0 | 0 | 0 | 0 | 0 | 0 | 0 | 0 | 0 | 0 | 0 | 0 | 0 | 0 | 0 | 0 | 0 | 0 | 0 | 0 | 0 | 763 | 1298 | 2016 | 3130 | 3270 | 3498 | 4033 | 3174 | 2604 | 1639 | 1411 | 999 | 763 | 1298 | 2016 | 3130 | 3270 | 3498 | 4033 | 3174 | 2604 | 1639 | 1411 | 999 | 87 | 148 | 230 | 357 | 373 | 399 | 460 | 362 | 297 | 187 | 161 | 114 | 0 | 0 | 27835 | 27835 | 3175 | 2020 | solar PV | TRUE
61290 | N | . | South Mills Solar, LLC | Adapture Renewables, Inc. | 60496 | MT | MTN | WECC |  | 22 | 2 | NAICS-22 Non-Cogen | PV | SUN | SUN | NWMT | M |  | 0 | 0 | 0 | 0 | 0 | 0 | 0 | 0 | 0 | 0 | 0 | 0 | 0 | 0 | 0 | 0 | 0 | 0 | 0 | 0 | 0 | 0 | 0 | 0 | 0 | 0 | 0 | 0 | 0 | 0 | 0 | 0 | 0 | 0 | 0 | 0 | 1289 | 2323 | 3682 | 5164 | 5576 | 5786 | 6610 | 5173 | 5173 | 3559 | 2490 | 1902 | 1289 | 2323 | 3682 | 5164 | 5576 | 5786 | 6610 | 5173 | 5173 | 3559 | 2490 | 1902 | 147 | 265 | 420 | 589 | 636 | 660 | 754 | 590 | 590 | 406 | 284 | 217 | 0 | 0 | 48727 | 48727 | 5558 | 2020 | solar PV | TRUE
61291 | N | . | Green Meadow Solar, LLC | Adapture Renewables, Inc. | 60496 | MT | MTN | WECC |  | 22 | 2 | NAICS-22 Non-Cogen | PV | SUN | SUN | NWMT | M |  | 0 | 0 | 0 | 0 | 0 | 0 | 0 | 0 | 0 | 0 | 0 | 0 | 0 | 0 | 0 | 0 | 0 | 0 | 0 | 0 | 0 | 0 | 0 | 0 | 0 | 0 | 0 | 0 | 0 | 0 | 0 | 0 | 0 | 0 | 0 | 0 | 1262 | 2139 | 3630 | 5155 | 5672 | 5173 | 6689 | 5339 | 3936 | 3025 | 2201 | 1561 | 1262 | 2139 | 3630 | 5155 | 5672 | 5173 | 6689 | 5339 | 3936 | 3025 | 2201 | 1561 | 144 | 244 | 414 | 588 | 647 | 590 | 763 | 609 | 449 | 345 | 251 | 178 | 0 | 0 | 45782 | 45782 | 5222 | 2020 | solar PV | TRUE
61292 | N | . | Jackson Solar Farm | GCL New Energy, Inc. | 60888 | NC | SAT | SERC |  | 22 | 2 | NAICS-22 Non-Cogen | PV | SUN | SUN | CPLE | A |  | 0 | 0 | 0 | 0 | 0 | 0 | 0 | 0 | 0 | 0 | 0 | 0 | 0 | 0 | 0 | 0 | 0 | 0 | 0 | 0 | 0 | 0 | 0 | 0 | 0 | 0 | 0 | 0 | 0 | 0 | 0 | 0 | 0 | 0 | 0 | 0 | 8075 | 8298 | 10614 | 14417 | 14429 | 14037 | 15702 | 12608 | 10678 | 10825 | 9054 | 7652 | 8075 | 8298 | 10614 | 14417 | 14429 | 14037 | 15702 | 12608 | 10678 | 10825 | 9054 | 7652 | 921.026 | 946.539 | 1210.717 | 1644.471 | 1645.778 | 1601.137 | 1790.994 | 1438.094 | 1217.947 | 1234.786 | 1032.729 | 872.782 | 0 | 0 | 136389 | 136389 | 15557 | 2020 | solar PV | TRUE
61294 | N | . | Farley Road Community Solar | Farley Road Solar, LLC | 60921 | MA | NEW | NPCC |  | 22 | 2 | NAICS-22 Non-Cogen | PV | SUN | SUN | ISNE | A |  | 0 | 0 | 0 | 0 | 0 | 0 | 0 | 0 | 0 | 0 | 0 | 0 | 0 | 0 | 0 | 0 | 0 | 0 | 0 | 0 | 0 | 0 | 0 | 0 | 0 | 0 | 0 | 0 | 0 | 0 | 0 | 0 | 0 | 0 | 0 | 0 | 690 | 904 | 1376 | 1319 | 1860 | 1757 | 1730 | 1636 | 1420 | 1033 | 738 | 562 | 690 | 904 | 1376 | 1319 | 1860 | 1757 | 1730 | 1636 | 1420 | 1033 | 738 | 562 | 78.747 | 103.145 | 156.944 | 150.478 | 212.146 | 200.434 | 197.384 | 186.588 | 162.007 | 117.784 | 84.236 | 64.107 | 0 | 0 | 15025 | 15025 | 1714 | 2020 | solar PV | TRUE
61295 | N | . | Belchertown Renewables Community Solar | Belchertown Renewables, LLC | 60922 | MA | NEW | NPCC |  | 22 | 2 | NAICS-22 Non-Cogen | PV | SUN | SUN | ISNE | A |  | 0 | 0 | 0 | 0 | 0 | 0 | 0 | 0 | 0 | 0 | 0 | 0 | 0 | 0 | 0 | 0 | 0 | 0 | 0 | 0 | 0 | 0 | 0 | 0 | 0 | 0 | 0 | 0 | 0 | 0 | 0 | 0 | 0 | 0 | 0 | 0 | 2651 | 3472 | 5283 | 5065 | 7141 | 6747 | 6644 | 6281 | 5453 | 3965 | 2836 | 2158 | 2651 | 3472 | 5283 | 5065 | 7141 | 6747 | 6644 | 6281 | 5453 | 3965 | 2836 | 2158 | 302.351 | 396.031 | 602.595 | 577.77 | 814.545 | 769.579 | 757.869 | 716.416 | 622.033 | 452.239 | 323.429 | 246.143 | 0 | 0 | 57696 | 57696 | 6581 | 2020 | solar PV | TRUE
61296 | N | . | Theodore Drive Community Solar | Theodore Drive Solar, LLC | 60923 | MA | NEW | NPCC |  | 22 | 2 | NAICS-22 Non-Cogen | PV | SUN | SUN | ISNE | A |  | 0 | 0 | 0 | 0 | 0 | 0 | 0 | 0 | 0 | 0 | 0 | 0 | 0 | 0 | 0 | 0 | 0 | 0 | 0 | 0 | 0 | 0 | 0 | 0 | 0 | 0 | 0 | 0 | 0 | 0 | 0 | 0 | 0 | 0 | 0 | 0 | 990 | 1297 | 1973 | 1892 | 2667 | 2520 | 2482 | 2346 | 2037 | 1481 | 1059 | 806 | 990 | 1297 | 1973 | 1892 | 2667 | 2520 | 2482 | 2346 | 2037 | 1481 | 1059 | 806 | 112.928 | 147.917 | 225.069 | 215.797 | 304.232 | 287.437 | 283.064 | 267.581 | 232.329 | 168.911 | 120.801 | 91.934 | 0 | 0 | 21550 | 21550 | 2458 | 2020 | solar PV | TRUE
61297 | N | . | Upton Community Solar | Upton Solar, LLC | 60924 | MA | NEW | NPCC |  | 22 | 2 | NAICS-22 Non-Cogen | PV | SUN | SUN | ISNE | A |  | 0 | 0 | 0 | 0 | 0 | 0 | 0 | 0 | 0 | 0 | 0 | 0 | 0 | 0 | 0 | 0 | 0 | 0 | 0 | 0 | 0 | 0 | 0 | 0 | 0 | 0 | 0 | 0 | 0 | 0 | 0 | 0 | 0 | 0 | 0 | 0 | 916 | 1200 | 1825 | 1750 | 2468 | 2331 | 2296 | 2170 | 1884 | 1370 | 980 | 746 | 916 | 1200 | 1825 | 1750 | 2468 | 2331 | 2296 | 2170 | 1884 | 1370 | 980 | 746 | 104.474 | 136.845 | 208.221 | 199.643 | 281.458 | 265.92 | 261.874 | 247.55 | 214.938 | 156.267 | 111.758 | 85.052 | 0 | 0 | 19936 | 19936 | 2274 | 2020 | solar PV | TRUE
61298 | N | . | Pleasantdale Road Community Solar | Pleasantdale Road Solar, LLC | 60925 | MA | NEW | NPCC |  | 22 | 2 | NAICS-22 Non-Cogen | PV | SUN | SUN | ISNE | A |  | 0 | 0 | 0 | 0 | 0 | 0 | 0 | 0 | 0 | 0 | 0 | 0 | 0 | 0 | 0 | 0 | 0 | 0 | 0 | 0 | 0 | 0 | 0 | 0 | 0 | 0 | 0 | 0 | 0 | 0 | 0 | 0 | 0 | 0 | 0 | 0 | 602 | 789 | 1200 | 1151 | 1622 | 1533 | 1509 | 1427 | 1239 | 901 | 644 | 490 | 602 | 789 | 1200 | 1151 | 1622 | 1533 | 1509 | 1427 | 1239 | 901 | 644 | 490 | 68.684 | 89.966 | 136.891 | 131.251 | 185.04 | 174.825 | 172.164 | 162.748 | 141.307 | 102.735 | 73.473 | 55.916 | 0 | 0 | 13107 | 13107 | 1495 | 2020 | solar PV | TRUE
61299 | N | . | Hatfield Renewables Community Solar | Hatfield Renewables, LLC | 60926 | MA | NEW | NPCC |  | 22 | 2 | NAICS-22 Non-Cogen | PV | SUN | SUN | ISNE | A |  | 0 | 0 | 0 | 0 | 0 | 0 | 0 | 0 | 0 | 0 | 0 | 0 | 0 | 0 | 0 | 0 | 0 | 0 | 0 | 0 | 0 | 0 | 0 | 0 | 0 | 0 | 0 | 0 | 0 | 0 | 0 | 0 | 0 | 0 | 0 | 0 | 1208 | 1583 | 2408 | 2309 | 3255 | 3076 | 3029 | 2863 | 2486 | 1807 | 1293 | 984 | 1208 | 1583 | 2408 | 2309 | 3255 | 3076 | 3029 | 2863 | 2486 | 1807 | 1293 | 984 | 137.827 | 180.534 | 274.698 | 263.381 | 371.317 | 350.819 | 345.48 | 326.584 | 283.559 | 206.157 | 147.438 | 112.206 | 0 | 0 | 26301 | 26301 | 3000 | 2020 | solar PV | TRUE
61303 | N | . | Bluff Point Wind Facility | Bluff Point Wind, LLC | 60944 | IN | ENC | RFC |  | 22 | 2 | NAICS-22 Non-Cogen | WT | WND | WND | PJM | M |  | 0 | 0 | 0 | 0 | 0 | 0 | 0 | 0 | 0 | 0 | 0 | 0 | 0 | 0 | 0 | 0 | 0 | 0 | 0 | 0 | 0 | 0 | 0 | 0 | 0 | 0 | 0 | 0 | 0 | 0 | 0 | 0 | 0 | 0 | 0 | 0 | 337968 | 309265 | 328412 | 287935 | 267218 | 197310 | 111955 | 121151 | 214537 | 287373 | 406552 | 381566 | 337968 | 309265 | 328412 | 287935 | 267218 | 197310 | 111955 | 121151 | 214537 | 287373 | 406552 | 381566 | 38550 | 35276 | 37460 | 32843 | 30480 | 22506 | 12770 | 13819 | 24471 | 32779 | 46373 | 43523 | 0 | 0 | 3251242 | 3251242 | 370850 | 2020 | onshore wind | TRUE
61307 | N | . | Peterson Road Solar | Peterson Road Solar, LLC | 60920 | MA | NEW | NPCC |  | 22 | 2 | NAICS-22 Non-Cogen | PV | SUN | SUN | ISNE | A |  | 0 | 0 | 0 | 0 | 0 | 0 | 0 | 0 | 0 | 0 | 0 | 0 | 0 | 0 | 0 | 0 | 0 | 0 | 0 | 0 | 0 | 0 | 0 | 0 | 0 | 0 | 0 | 0 | 0 | 0 | 0 | 0 | 0 | 0 | 0 | 0 | 1821 | 2385 | 3628 | 3479 | 4905 | 4634 | 4563 | 4314 | 3746 | 2723 | 1948 | 1482 | 1821 | 2385 | 3628 | 3479 | 4905 | 4634 | 4563 | 4314 | 3746 | 2723 | 1948 | 1482 | 207.661 | 272.004 | 413.878 | 396.827 | 559.451 | 528.567 | 520.524 | 492.053 | 427.228 | 310.609 | 222.14 | 169.058 | 0 | 0 | 39628 | 39628 | 4520 | 2020 | solar PV | TRUE
61308 | N | . | Sampson Road Community Solar | Sampson Road Solar, LLC | 60919 | MA | NEW | NPCC |  | 22 | 2 | NAICS-22 Non-Cogen | PV | SUN | SUN | ISNE | A |  | 0 | 0 | 0 | 0 | 0 | 0 | 0 | 0 | 0 | 0 | 0 | 0 | 0 | 0 | 0 | 0 | 0 | 0 | 0 | 0 | 0 | 0 | 0 | 0 | 0 | 0 | 0 | 0 | 0 | 0 | 0 | 0 | 0 | 0 | 0 | 0 | 1315 | 1722 | 2620 | 2512 | 3542 | 3346 | 3295 | 3115 | 2705 | 1966 | 1406 | 1070 | 1315 | 1722 | 2620 | 2512 | 3542 | 3346 | 3295 | 3115 | 2705 | 1966 | 1406 | 1070 | 149.957 | 196.421 | 298.871 | 286.558 | 403.993 | 381.691 | 375.883 | 355.323 | 308.512 | 224.298 | 160.412 | 122.081 | 0 | 0 | 28614 | 28614 | 3264 | 2020 | solar PV | TRUE
61309 | N | . | IKEA Grand Prairie Rooftop PV System | IKEA Property Inc | 57389 | TX | WSC | TRE |  | 22 | 2 | NAICS-22 Non-Cogen | PV | SUN | SUN | ERCO | A |  | 0 | 0 | 0 | 0 | 0 | 0 | 0 | 0 | 0 | 0 | 0 | 0 | 0 | 0 | 0 | 0 | 0 | 0 | 0 | 0 | 0 | 0 | 0 | 0 | 0 | 0 | 0 | 0 | 0 | 0 | 0 | 0 | 0 | 0 | 0 | 0 | 429 | 508 | 536 | 692 | 904 | 977 | 1043 | 928 | 738 | 613 | 504 | 464 | 429 | 508 | 536 | 692 | 904 | 977 | 1043 | 928 | 738 | 613 | 504 | 464 | 48.983 | 57.982 | 61.181 | 78.965 | 103.163 | 111.395 | 118.959 | 105.82 | 84.225 | 69.866 | 57.539 | 52.922 | 0 | 0 | 8336 | 8336 | 951 | 2020 | solar PV | TRUE
61310 | N | . | Crittenden Solar Facility | Duke Energy Kentucky Inc | 55729 | KY | ESC | SERC |  | 22 | 1 | Electric Utility | PV | SUN | SUN | PJM | A |  | 0 | 0 | 0 | 0 | 0 | 0 | 0 | 0 | 0 | 0 | 0 | 0 | 0 | 0 | 0 | 0 | 0 | 0 | 0 | 0 | 0 | 0 | 0 | 0 | 0 | 0 | 0 | 0 | 0 | 0 | 0 | 0 | 0 | 0 | 0 | 0 | 1966 | 2248 | 2876 | 4043 | 4530 | 4249 | 3989 | 3950 | 3156 | 3063 | 2596 | 2269 | 1966 | 2248 | 2876 | 4043 | 4530 | 4249 | 3989 | 3950 | 3156 | 3063 | 2596 | 2269 | 224.264 | 256.472 | 328.017 | 461.138 | 516.685 | 484.701 | 454.999 | 450.513 | 359.933 | 349.35 | 296.163 | 258.765 | 0 | 0 | 38935 | 38935 | 4441 | 2020 | solar PV | TRUE
61311 | N | . | Walton 1 Solar Facility | Duke Energy Kentucky Inc | 55729 | KY | ESC | SERC |  | 22 | 1 | Electric Utility | PV | SUN | SUN | PJM | A |  | 0 | 0 | 0 | 0 | 0 | 0 | 0 | 0 | 0 | 0 | 0 | 0 | 0 | 0 | 0 | 0 | 0 | 0 | 0 | 0 | 0 | 0 | 0 | 0 | 0 | 0 | 0 | 0 | 0 | 0 | 0 | 0 | 0 | 0 | 0 | 0 | 1532 | 1752 | 2241 | 3151 | 3530 | 3312 | 3109 | 3078 | 2459 | 2387 | 2023 | 1768 | 1532 | 1752 | 2241 | 3151 | 3530 | 3312 | 3109 | 3078 | 2459 | 2387 | 2023 | 1768 | 174.776 | 199.876 | 255.633 | 359.378 | 402.668 | 377.742 | 354.594 | 351.098 | 280.506 | 272.258 | 230.808 | 201.663 | 0 | 0 | 30342 | 30342 | 3461 | 2020 | solar PV | TRUE
61312 | N | . | Walton 2 Solar Facility | Duke Energy Kentucky Inc | 55729 | KY | ESC | SERC |  | 22 | 1 | Electric Utility | PV | SUN | SUN | PJM | A |  | 0 | 0 | 0 | 0 | 0 | 0 | 0 | 0 | 0 | 0 | 0 | 0 | 0 | 0 | 0 | 0 | 0 | 0 | 0 | 0 | 0 | 0 | 0 | 0 | 0 | 0 | 0 | 0 | 0 | 0 | 0 | 0 | 0 | 0 | 0 | 0 | 1426 | 1631 | 2086 | 2933 | 3286 | 3083 | 2894 | 2866 | 2289 | 2222 | 1884 | 1646 | 1426 | 1631 | 2086 | 2933 | 3286 | 3083 | 2894 | 2866 | 2289 | 2222 | 1884 | 1646 | 162.704 | 186.074 | 237.98 | 334.561 | 374.862 | 351.657 | 330.108 | 326.853 | 261.136 | 253.458 | 214.87 | 187.737 | 0 | 0 | 28246 | 28246 | 3222 | 2020 | solar PV | TRUE
61313 | N | . | BPU Solar Farm | MC Power Companies Inc | 58822 | KS | WNC | MRO |  | 22 | 2 | NAICS-22 Non-Cogen | PV | SUN | SUN | SWPP | A |  | 0 | 0 | 0 | 0 | 0 | 0 | 0 | 0 | 0 | 0 | 0 | 0 | 0 | 0 | 0 | 0 | 0 | 0 | 0 | 0 | 0 | 0 | 0 | 0 | 0 | 0 | 0 | 0 | 0 | 0 | 0 | 0 | 0 | 0 | 0 | 0 | 519 | 1092 | 1315 | 1724 | 1767 | 1955 | 1887 | 1874 | 1349 | 1013 | 796 | 535 | 519 | 1092 | 1315 | 1724 | 1767 | 1955 | 1887 | 1874 | 1349 | 1013 | 796 | 535 | 59.148 | 124.507 | 150.045 | 196.631 | 201.543 | 222.946 | 215.231 | 213.704 | 153.9 | 115.498 | 90.841 | 61.006 | 0 | 0 | 15826 | 15826 | 1805 | 2020 | solar PV | TRUE
61314 | N | . | SR Kersey | SR Kersey, LLC | 60916 | CO | MTN | WECC |  | 22 | 2 | NAICS-22 Non-Cogen | PV | SUN | SUN | WACM | A |  | 0 | 0 | 0 | 0 | 0 | 0 | 0 | 0 | 0 | 0 | 0 | 0 | 0 | 0 | 0 | 0 | 0 | 0 | 0 | 0 | 0 | 0 | 0 | 0 | 0 | 0 | 0 | 0 | 0 | 0 | 0 | 0 | 0 | 0 | 0 | 0 | 4056 | 4272 | 6545 | 7315 | 8494 | 8235 | 8534 | 6956 | 6779 | 5108 | 4401 | 3326 | 4056 | 4272 | 6545 | 7315 | 8494 | 8235 | 8534 | 6956 | 6779 | 5108 | 4401 | 3326 | 462.612 | 487.315 | 746.538 | 834.332 | 968.832 | 939.27 | 973.474 | 793.401 | 773.231 | 582.608 | 502.048 | 379.339 | 0 | 0 | 74021 | 74021 | 8443 | 2020 | solar PV | TRUE
61315 | N | . | Golden Hills Solar | Golden Hills Solar, LLC | 60917 | MA | NEW | NPCC |  | 22 | 2 | NAICS-22 Non-Cogen | PV | SUN | SUN | ISNE | A |  | 0 | 0 | 0 | 0 | 0 | 0 | 0 | 0 | 0 | 0 | 0 | 0 | 0 | 0 | 0 | 0 | 0 | 0 | 0 | 0 | 0 | 0 | 0 | 0 | 0 | 0 | 0 | 0 | 0 | 0 | 0 | 0 | 0 | 0 | 0 | 0 | 3198 | 4189 | 6374 | 6111 | 8616 | 8140 | 8016 | 7578 | 6580 | 4784 | 3421 | 2604 | 3198 | 4189 | 6374 | 6111 | 8616 | 8140 | 8016 | 7578 | 6580 | 4784 | 3421 | 2604 | 364.786 | 477.813 | 727.033 | 697.081 | 982.752 | 928.5 | 914.372 | 864.358 | 750.485 | 545.628 | 390.219 | 296.973 | 0 | 0 | 69611 | 69611 | 7940 | 2020 | solar PV | TRUE
61316 | N | . | Higginsville Solar Farm | MC Power Companies Inc | 58822 | MO | WNC | MRO |  | 22 | 2 | NAICS-22 Non-Cogen | PV | SUN | SUN | SWPP | A |  | 0 | 0 | 0 | 0 | 0 | 0 | 0 | 0 | 0 | 0 | 0 | 0 | 0 | 0 | 0 | 0 | 0 | 0 | 0 | 0 | 0 | 0 | 0 | 0 | 0 | 0 | 0 | 0 | 0 | 0 | 0 | 0 | 0 | 0 | 0 | 0 | 1761 | 2645 | 3046 | 3558 | 3308 | 4253 | 4126 | 4246 | 3676 | 2907 | 2734 | 2393 | 1761 | 2645 | 3046 | 3558 | 3308 | 4253 | 4126 | 4246 | 3676 | 2907 | 2734 | 2393 | 200.891 | 301.668 | 347.416 | 405.871 | 377.362 | 485.101 | 470.625 | 484.327 | 419.352 | 331.614 | 311.835 | 272.938 | 0 | 0 | 38653 | 38653 | 4409 | 2020 | solar PV | TRUE
61319 | N | . | Port of LA Solar FiT Project | Los Angeles Department of Water & Power | 11208 | CA | PACC | WECC |  | 22 | 2 | NAICS-22 Non-Cogen | PV | SUN | SUN | LDWP | A |  | 0 | 0 | 0 | 0 | 0 | 0 | 0 | 0 | 0 | 0 | 0 | 0 | 0 | 0 | 0 | 0 | 0 | 0 | 0 | 0 | 0 | 0 | 0 | 0 | 0 | 0 | 0 | 0 | 0 | 0 | 0 | 0 | 0 | 0 | 0 | 0 | 821 | 1113 | 1089 | 1372 | 1796 | 1788 | 2020 | 1673 | 1314 | 1215 | 960 | 760 | 821 | 1113 | 1089 | 1372 | 1796 | 1788 | 2020 | 1673 | 1314 | 1215 | 960 | 760 | 93.623 | 126.913 | 124.192 | 156.517 | 204.841 | 203.981 | 230.4 | 190.88 | 149.878 | 138.537 | 109.523 | 86.715 | 0 | 0 | 15921 | 15921 | 1816 | 2020 | solar PV | TRUE
61323 | N | . | Saluda Solar II | Saluda Solar II, LLC | 60962 | SC | SAT | SERC |  | 22 | 2 | NAICS-22 Non-Cogen | PV | SUN | SUN | SCEG | A |  | 0 | 0 | 0 | 0 | 0 | 0 | 0 | 0 | 0 | 0 | 0 | 0 | 0 | 0 | 0 | 0 | 0 | 0 | 0 | 0 | 0 | 0 | 0 | 0 | 0 | 0 | 0 | 0 | 0 | 0 | 0 | 0 | 0 | 0 | 0 | 0 | 4722 | 4977 | 6359 | 8110 | 8976 | 7866 | 8936 | 7498 | 6348 | 6282 | 4977 | 4704 | 4722 | 4977 | 6359 | 8110 | 8976 | 7866 | 8936 | 7498 | 6348 | 6282 | 4977 | 4704 | 538.56 | 567.742 | 725.295 | 925.04 | 1023.84 | 897.221 | 1019.273 | 855.231 | 724.033 | 716.517 | 567.664 | 536.584 | 0 | 0 | 79755 | 79755 | 9097 | 2020 | solar PV | TRUE
61324 | N | . | Odyssey Solar | Odyssey Solar, LLC | 60963 | SC | SAT | SERC |  | 22 | 2 | NAICS-22 Non-Cogen | PV | SUN | SUN | SCEG | A |  | 0 | 0 | 0 | 0 | 0 | 0 | 0 | 0 | 0 | 0 | 0 | 0 | 0 | 0 | 0 | 0 | 0 | 0 | 0 | 0 | 0 | 0 | 0 | 0 | 0 | 0 | 0 | 0 | 0 | 0 | 0 | 0 | 0 | 0 | 0 | 0 | 9716 | 10243 | 13085 | 16689 | 18471 | 16187 | 18389 | 15429 | 13062 | 12927 | 10241 | 9680 | 9716 | 10243 | 13085 | 16689 | 18471 | 16187 | 18389 | 15429 | 13062 | 12927 | 10241 | 9680 | 1108.26 | 1168.311 | 1492.528 | 1903.567 | 2106.88 | 1846.321 | 2097.481 | 1759.912 | 1489.931 | 1474.465 | 1168.15 | 1104.194 | 0 | 0 | 164119 | 164119 | 18720 | 2020 | solar PV | TRUE
61325 | N | . | Hampton Solar I | Hampton Solar I, LLC | 60964 | SC | SAT | SERC |  | 22 | 2 | NAICS-22 Non-Cogen | PV | SUN | SUN | SCEG | A |  | 0 | 0 | 0 | 0 | 0 | 0 | 0 | 0 | 0 | 0 | 0 | 0 | 0 | 0 | 0 | 0 | 0 | 0 | 0 | 0 | 0 | 0 | 0 | 0 | 0 | 0 | 0 | 0 | 0 | 0 | 0 | 0 | 0 | 0 | 0 | 0 | 6679 | 7041 | 8995 | 11472 | 12697 | 11127 | 12640 | 10606 | 8979 | 8886 | 7040 | 6654 | 6679 | 7041 | 8995 | 11472 | 12697 | 11127 | 12640 | 10606 | 8979 | 8886 | 7040 | 6654 | 761.812 | 803.089 | 1025.953 | 1308.499 | 1448.255 | 1269.148 | 1441.794 | 1209.752 | 1024.168 | 1013.537 | 802.978 | 759.015 | 0 | 0 | 112816 | 112816 | 12868 | 2020 | solar PV | TRUE
61326 | N | . | Cameron Solar II | Cameron Solar II, LLC | 60965 | SC | SAT | SERC |  | 22 | 2 | NAICS-22 Non-Cogen | PV | SUN | SUN | SCEG | A |  | 0 | 0 | 0 | 0 | 0 | 0 | 0 | 0 | 0 | 0 | 0 | 0 | 0 | 0 | 0 | 0 | 0 | 0 | 0 | 0 | 0 | 0 | 0 | 0 | 0 | 0 | 0 | 0 | 0 | 0 | 0 | 0 | 0 | 0 | 0 | 0 | 4767 | 5026 | 6420 | 8188 | 9063 | 7942 | 9022 | 7570 | 6409 | 6342 | 5025 | 4750 | 4767 | 5026 | 6420 | 8188 | 9063 | 7942 | 9022 | 7570 | 6409 | 6342 | 5025 | 4750 | 543.769 | 573.234 | 732.311 | 933.988 | 1033.744 | 905.901 | 1029.133 | 863.504 | 731.037 | 723.449 | 573.155 | 541.775 | 0 | 0 | 80524 | 80524 | 9185 | 2020 | solar PV | TRUE
61327 | N | . | Barnwell Solar | Barnwell Solar, LLC | 60966 | SC | SAT | SERC |  | 22 | 2 | NAICS-22 Non-Cogen | PV | SUN | SUN | SCEG | A |  | 0 | 0 | 0 | 0 | 0 | 0 | 0 | 0 | 0 | 0 | 0 | 0 | 0 | 0 | 0 | 0 | 0 | 0 | 0 | 0 | 0 | 0 | 0 | 0 | 0 | 0 | 0 | 0 | 0 | 0 | 0 | 0 | 0 | 0 | 0 | 0 | 6843 | 7214 | 9216 | 11754 | 13010 | 11401 | 12952 | 10867 | 9200 | 9105 | 7213 | 6818 | 6843 | 7214 | 9216 | 11754 | 13010 | 11401 | 12952 | 10867 | 9200 | 9105 | 7213 | 6818 | 780.579 | 822.873 | 1051.227 | 1340.733 | 1483.932 | 1300.414 | 1477.312 | 1239.554 | 1049.398 | 1038.505 | 822.76 | 777.713 | 0 | 0 | 115593 | 115593 | 13185 | 2020 | solar PV | TRUE
61328 | N | . | Crater Community Solar | Crater Community Solar | 60967 | MN | WNC | MRO |  | 22 | 2 | NAICS-22 Non-Cogen | PV | SUN | SUN | MISO | A |  | 0 | 0 | 0 | 0 | 0 | 0 | 0 | 0 | 0 | 0 | 0 | 0 | 0 | 0 | 0 | 0 | 0 | 0 | 0 | 0 | 0 | 0 | 0 | 0 | 0 | 0 | 0 | 0 | 0 | 0 | 0 | 0 | 0 | 0 | 0 | 0 | 1457 | 3232 | 3921 | 5184 | 5392 | 5844 | 5635 | 5580 | 3935 | 2945 | 2254 | 1411 | 1457 | 3232 | 3921 | 5184 | 5392 | 5844 | 5635 | 5580 | 3935 | 2945 | 2254 | 1411 | 166.214 | 368.601 | 447.22 | 591.257 | 615.029 | 666.623 | 642.804 | 636.501 | 448.846 | 335.9 | 257.062 | 160.943 | 0 | 0 | 46790 | 46790 | 5337 | 2020 | solar PV | TRUE
61329 | N | . | Delphinus Community Solar | Delphinus Community Solar | 60968 | MN | WNC | MRO |  | 22 | 2 | NAICS-22 Non-Cogen | PV | SUN | SUN | MISO | A |  | 0 | 0 | 0 | 0 | 0 | 0 | 0 | 0 | 0 | 0 | 0 | 0 | 0 | 0 | 0 | 0 | 0 | 0 | 0 | 0 | 0 | 0 | 0 | 0 | 0 | 0 | 0 | 0 | 0 | 0 | 0 | 0 | 0 | 0 | 0 | 0 | 769 | 1706 | 2070 | 2737 | 2847 | 3086 | 2976 | 2946 | 2078 | 1555 | 1190 | 745 | 769 | 1706 | 2070 | 2737 | 2847 | 3086 | 2976 | 2946 | 2078 | 1555 | 1190 | 745 | 87.763 | 194.626 | 236.137 | 312.191 | 324.743 | 351.985 | 339.408 | 336.08 | 236.996 | 177.359 | 135.732 | 84.98 | 0 | 0 | 24705 | 24705 | 2818 | 2020 | solar PV | TRUE
61330 | N | . | Hog Creek Wind Project | Hog Creek Wind Project LLC | 60969 | OH | ENC | RFC |  | 22 | 2 | NAICS-22 Non-Cogen | WT | WND | WND | PJM | M |  | 0 | 0 | 0 | 0 | 0 | 0 | 0 | 0 | 0 | 0 | 0 | 0 | 0 | 0 | 0 | 0 | 0 | 0 | 0 | 0 | 0 | 0 | 0 | 0 | 0 | 0 | 0 | 0 | 0 | 0 | 0 | 0 | 0 | 0 | 0 | 0 | 193216 | 166205 | 168668 | 161646 | 146348 | 121476 | 78982 | 59484 | 113690 | 149372 | 198581 | 202860 | 193216 | 166205 | 168668 | 161646 | 146348 | 121476 | 78982 | 59484 | 113690 | 149372 | 198581 | 202860 | 22039 | 18958 | 19239 | 18438 | 16693 | 13856 | 9009 | 6785 | 12968 | 17038 | 22651 | 23139 | 0 | 0 | 1760528 | 1760528 | 200813 | 2020 | onshore wind | TRUE
61332 | N | . | SR Innovation - NIKE PV | SR Innovation, LLC | 60975 | TN | ESC | SERC |  | 22 | 2 | NAICS-22 Non-Cogen | PV | SUN | SUN | TVA | A |  | 0 | 0 | 0 | 0 | 0 | 0 | 0 | 0 | 0 | 0 | 0 | 0 | 0 | 0 | 0 | 0 | 0 | 0 | 0 | 0 | 0 | 0 | 0 | 0 | 0 | 0 | 0 | 0 | 0 | 0 | 0 | 0 | 0 | 0 | 0 | 0 | 1177 | 1403 | 1719 | 2673 | 3039 | 3121 | 3102 | 2681 | 2227 | 1990 | 1722 | 1360 | 1177 | 1403 | 1719 | 2673 | 3039 | 3121 | 3102 | 2681 | 2227 | 1990 | 1722 | 1360 | 134.242 | 159.991 | 196.041 | 304.851 | 346.64 | 356.045 | 353.864 | 305.806 | 253.976 | 226.989 | 196.395 | 155.16 | 0 | 0 | 26214 | 26214 | 2990 | 2020 | solar PV | TRUE
61333 | N | . | Oak Hill Solar Array | Southern Indiana Gas & Elec Co | 17633 | IN | ENC | RFC |  | 22 | 1 | Electric Utility | PV | SUN | SUN | MISO | A |  | 0 | 0 | 0 | 0 | 0 | 0 | 0 | 0 | 0 | 0 | 0 | 0 | 0 | 0 | 0 | 0 | 0 | 0 | 0 | 0 | 0 | 0 | 0 | 0 | 0 | 0 | 0 | 0 | 0 | 0 | 0 | 0 | 0 | 0 | 0 | 0 | 1031 | 1531 | 2252 | 2764 | 3258 | 4006 | 3848 | 3618 | 2831 | 2237 | 1520 | 1106 | 1031 | 1531 | 2252 | 2764 | 3258 | 4006 | 3848 | 3618 | 2831 | 2237 | 1520 | 1106 | 117.602 | 174.643 | 256.84 | 315.241 | 371.62 | 456.893 | 438.945 | 412.65 | 322.941 | 255.123 | 173.402 | 126.1 | 0 | 0 | 30002 | 30002 | 3422 | 2020 | solar PV | TRUE
61334 | N | . | Volkman Road Solar Array Hybrid | Southern Indiana Gas & Elec Co | 17633 | IN | ENC | RFC |  | 22 | 1 | Electric Utility | BA | MWH | OTH | MISO | A | megawatthours | 31 | 27 | 28 | 29 | 31 | 29 | 31 | 33 | 30 | 32 | 32 | 36 | 31 | 27 | 28 | 29 | 31 | 29 | 31 | 33 | 30 | 32 | 32 | 36 | 0 | 0 | 0 | 0 | 0 | 0 | 0 | 0 | 0 | 0 | 0 | 0 | 0 | 0 | 0 | 0 | 0 | 0 | 0 | 0 | 0 | 0 | 0 | 0 | 0 | 0 | 0 | 0 | 0 | 0 | 0 | 0 | 0 | 0 | 0 | 0 | -2.957 | -2.671 | -2.854 | -2.934 | -3.151 | -2.926 | -3.14 | -3.33 | -3.045 | -3.231 | -3.18 | -3.581 | 369 | 369 | 0 | 0 | -37 | 2020 | other | TRUE
61334 | N | . | Volkman Road Solar Array Hybrid | Southern Indiana Gas & Elec Co | 17633 | IN | ENC | RFC |  | 22 | 1 | Electric Utility | PV | SUN | SUN | MISO | A |  | 0 | 0 | 0 | 0 | 0 | 0 | 0 | 0 | 0 | 0 | 0 | 0 | 0 | 0 | 0 | 0 | 0 | 0 | 0 | 0 | 0 | 0 | 0 | 0 | 0 | 0 | 0 | 0 | 0 | 0 | 0 | 0 | 0 | 0 | 0 | 0 | 1074 | 1596 | 2346 | 2880 | 3395 | 4174 | 4010 | 3770 | 2950 | 2331 | 1584 | 1152 | 1074 | 1596 | 2346 | 2880 | 3395 | 4174 | 4010 | 3770 | 2950 | 2331 | 1584 | 1152 | 122.55 | 181.992 | 267.648 | 328.507 | 387.258 | 476.12 | 457.416 | 430.015 | 336.53 | 265.859 | 180.699 | 131.406 | 0 | 0 | 31262 | 31262 | 3566 | 2020 | solar PV | TRUE
61335 | N | . | Great Divide Solar, LLC | Adapture Renewables, Inc. | 60496 | MT | MTN | WECC |  | 22 | 2 | NAICS-22 Non-Cogen | PV | SUN | SUN | NWMT | M |  | 0 | 0 | 0 | 0 | 0 | 0 | 0 | 0 | 0 | 0 | 0 | 0 | 0 | 0 | 0 | 0 | 0 | 0 | 0 | 0 | 0 | 0 | 0 | 0 | 0 | 0 | 0 | 0 | 0 | 0 | 0 | 0 | 0 | 0 | 0 | 0 | 1622 | 2937 | 4489 | 6128 | 6461 | 6356 | 8653 | 7119 | 5374 | 3656 | 2244 | 1736 | 1622 | 2937 | 4489 | 6128 | 6461 | 6356 | 8653 | 7119 | 5374 | 3656 | 2244 | 1736 | 185 | 335 | 512 | 699 | 737 | 725 | 987 | 812 | 613 | 417 | 256 | 198 | 0 | 0 | 56775 | 56775 | 6476 | 2020 | solar PV | TRUE
61336 | N | . | Black Eagle Solar, LLC | Adapture Renewables, Inc. | 60496 | MT | MTN | WECC |  | 22 | 2 | NAICS-22 Non-Cogen | PV | SUN | SUN | NWMT | M |  | 0 | 0 | 0 | 0 | 0 | 0 | 0 | 0 | 0 | 0 | 0 | 0 | 0 | 0 | 0 | 0 | 0 | 0 | 0 | 0 | 0 | 0 | 0 | 0 | 0 | 0 | 0 | 0 | 0 | 0 | 0 | 0 | 0 | 0 | 0 | 0 | 1604 | 2604 | 4489 | 5979 | 6514 | 6374 | 7794 | 6680 | 4752 | 2876 | 1902 | 1333 | 1604 | 2604 | 4489 | 5979 | 6514 | 6374 | 7794 | 6680 | 4752 | 2876 | 1902 | 1333 | 183 | 297 | 512 | 682 | 743 | 727 | 889 | 762 | 542 | 328 | 217 | 152 | 0 | 0 | 52901 | 52901 | 6034 | 2020 | solar PV | TRUE
61337 | N | . | Magpie Solar, LLC | Adapture Renewables, Inc. | 60496 | MT | MTN | WECC |  | 22 | 2 | NAICS-22 Non-Cogen | PV | SUN | SUN | NWMT | M |  | 0 | 0 | 0 | 0 | 0 | 0 | 0 | 0 | 0 | 0 | 0 | 0 | 0 | 0 | 0 | 0 | 0 | 0 | 0 | 0 | 0 | 0 | 0 | 0 | 0 | 0 | 0 | 0 | 0 | 0 | 0 | 0 | 0 | 0 | 0 | 0 | 1701 | 2876 | 3866 | 5725 | 6409 | 6523 | 7987 | 6821 | 5330 | 3533 | 2314 | 1587 | 1701 | 2876 | 3866 | 5725 | 6409 | 6523 | 7987 | 6821 | 5330 | 3533 | 2314 | 1587 | 194 | 328 | 441 | 653 | 731 | 744 | 911 | 778 | 608 | 403 | 264 | 181 | 0 | 0 | 54672 | 54672 | 6236 | 2020 | solar PV | TRUE
61338 | N | . | Mill Creek Solar (OR) | SP Solar 5, LLC | 60978 | OR | PACC | WECC |  | 22 | 2 | NAICS-22 Non-Cogen | PV | SUN | SUN | PGE | A |  | 0 | 0 | 0 | 0 | 0 | 0 | 0 | 0 | 0 | 0 | 0 | 0 | 0 | 0 | 0 | 0 | 0 | 0 | 0 | 0 | 0 | 0 | 0 | 0 | 0 | 0 | 0 | 0 | 0 | 0 | 0 | 0 | 0 | 0 | 0 | 0 | 979 | 2540 | 2914 | 4258 | 4200 | 4726 | 5159 | 4435 | 3409 | 2987 | 1477 | 1211 | 979 | 2540 | 2914 | 4258 | 4200 | 4726 | 5159 | 4435 | 3409 | 2987 | 1477 | 1211 | 111.648 | 289.714 | 332.358 | 485.675 | 479.027 | 539.084 | 588.472 | 505.919 | 388.79 | 340.703 | 168.503 | 138.107 | 0 | 0 | 38295 | 38295 | 4368 | 2020 | solar PV | TRUE
61339 | N | . | Green Beanworks B PV | Sustainable Power Group, LLC | 58661 | CA | PACC | WECC |  | 22 | 2 | NAICS-22 Non-Cogen | PV | SUN | SUN | CISO | A |  | 0 | 0 | 0 | 0 | 0 | 0 | 0 | 0 | 0 | 0 | 0 | 0 | 0 | 0 | 0 | 0 | 0 | 0 | 0 | 0 | 0 | 0 | 0 | 0 | 0 | 0 | 0 | 0 | 0 | 0 | 0 | 0 | 0 | 0 | 0 | 0 | 3172 | 4300 | 4208 | 5304 | 6941 | 6912 | 7807 | 6468 | 5079 | 4694 | 3711 | 2938 | 3172 | 4300 | 4208 | 5304 | 6941 | 6912 | 7807 | 6468 | 5079 | 4694 | 3711 | 2938 | 361.868 | 490.529 | 480.012 | 604.95 | 791.728 | 788.404 | 890.515 | 737.767 | 579.293 | 535.456 | 423.317 | 335.161 | 0 | 0 | 61534 | 61534 | 7019 | 2020 | solar PV | TRUE
61340 | N | . | Next Generation Solar Farm | Cypress Creek Renewables | 61060 | VT | NEW | NPCC |  | 22 | 2 | NAICS-22 Non-Cogen | PV | SUN | SUN | ISNE | A |  | 0 | 0 | 0 | 0 | 0 | 0 | 0 | 0 | 0 | 0 | 0 | 0 | 0 | 0 | 0 | 0 | 0 | 0 | 0 | 0 | 0 | 0 | 0 | 0 | 0 | 0 | 0 | 0 | 0 | 0 | 0 | 0 | 0 | 0 | 0 | 0 | 651 | 1159 | 3156 | 3581 | 5000 | 4634 | 4775 | 4219 | 3332 | 2333 | 1397 | 577 | 651 | 1159 | 3156 | 3581 | 5000 | 4634 | 4775 | 4219 | 3332 | 2333 | 1397 | 577 | 74.209 | 132.154 | 360.001 | 408.492 | 570.355 | 528.554 | 544.636 | 481.291 | 380.073 | 266.088 | 159.346 | 65.801 | 0 | 0 | 34814 | 34814 | 3971 | 2020 | solar PV | TRUE
61341 | N | . | Grafton PV | Goldman Sachs Renewable Power Group | 61944 | MA | NEW | NPCC |  | 22 | 2 | NAICS-22 Non-Cogen | PV | SUN | SUN | ISNE | A |  | 0 | 0 | 0 | 0 | 0 | 0 | 0 | 0 | 0 | 0 | 0 | 0 | 0 | 0 | 0 | 0 | 0 | 0 | 0 | 0 | 0 | 0 | 0 | 0 | 0 | 0 | 0 | 0 | 0 | 0 | 0 | 0 | 0 | 0 | 0 | 0 | 1908 | 2499 | 3802 | 3645 | 5139 | 4855 | 4782 | 4520 | 3925 | 2853 | 2041 | 1553 | 1908 | 2499 | 3802 | 3645 | 5139 | 4855 | 4782 | 4520 | 3925 | 2853 | 2041 | 1553 | 217.586 | 285.003 | 433.656 | 415.79 | 586.185 | 553.825 | 545.398 | 515.567 | 447.645 | 325.453 | 232.755 | 177.137 | 0 | 0 | 41522 | 41522 | 4736 | 2020 | solar PV | TRUE
61342 | N | . | Barrett PV | Goldman Sachs Renewable Power Group | 61944 | MA | NEW | NPCC |  | 22 | 2 | NAICS-22 Non-Cogen | PV | SUN | SUN | ISNE | A |  | 0 | 0 | 0 | 0 | 0 | 0 | 0 | 0 | 0 | 0 | 0 | 0 | 0 | 0 | 0 | 0 | 0 | 0 | 0 | 0 | 0 | 0 | 0 | 0 | 0 | 0 | 0 | 0 | 0 | 0 | 0 | 0 | 0 | 0 | 0 | 0 | 7882 | 10324 | 15709 | 15062 | 21235 | 20062 | 19757 | 18676 | 16216 | 11790 | 8432 | 6417 | 7882 | 10324 | 15709 | 15062 | 21235 | 20062 | 19757 | 18676 | 16216 | 11790 | 8432 | 6417 | 899.06 | 1177.622 | 1791.852 | 1718.033 | 2422.099 | 2288.389 | 2253.569 | 2130.305 | 1849.654 | 1344.759 | 961.736 | 731.922 | 0 | 0 | 171562 | 171562 | 19569 | 2020 | solar PV | TRUE
61343 | N | . | Karankawa Wind LLC | Avangrid Renewables LLC | 15399 | TX | WSC | TRE |  | 22 | 2 | NAICS-22 Non-Cogen | WT | WND | WND | ERCO | M |  | 0 | 0 | 0 | 0 | 0 | 0 | 0 | 0 | 0 | 0 | 0 | 0 | 0 | 0 | 0 | 0 | 0 | 0 | 0 | 0 | 0 | 0 | 0 | 0 | 0 | 0 | 0 | 0 | 0 | 0 | 0 | 0 | 0 | 0 | 0 | 0 | 846848 | 889474 | 1025204 | 741706 | 813884 | 559975 | 731124 | 531157 | 652905 | 580840 | 548805 | 795991 | 846848 | 889474 | 1025204 | 741706 | 813884 | 559975 | 731124 | 531157 | 652905 | 580840 | 548805 | 795991 | 96595 | 101457 | 116939 | 84602 | 92835 | 63873 | 83395 | 60586 | 74473 | 66253 | 62599 | 90794 | 0 | 0 | 8717913 | 8717913 | 994401 | 2020 | onshore wind | TRUE
61344 | N | . | Otter Creek Wind Farm LLC | Avangrid Renewables LLC | 15399 | IL | ENC | RFC |  | 22 | 2 | NAICS-22 Non-Cogen | WT | WND | WND | PJM | M |  | 0 | 0 | 0 | 0 | 0 | 0 | 0 | 0 | 0 | 0 | 0 | 0 | 0 | 0 | 0 | 0 | 0 | 0 | 0 | 0 | 0 | 0 | 0 | 0 | 0 | 0 | 0 | 0 | 0 | 0 | 0 | 0 | 0 | 0 | 0 | 0 | 36103 | 245757 | 388860 | 377288 | 287330 | 246098 | 138098 | 125166 | 280062 | 383977 | 529746 | 365163 | 36103 | 245757 | 388860 | 377288 | 287330 | 246098 | 138098 | 125166 | 280062 | 383977 | 529746 | 365163 | 4118 | 28032 | 44355 | 43035 | 32774 | 28071 | 15752 | 14277 | 31945 | 43798 | 60425 | 41652 | 0 | 0 | 3403648 | 3403648 | 388234 | 2020 | onshore wind | TRUE
61345 | N | . | WyEast Solar | Avangrid Renewables LLC | 15399 | OR | PACC | WECC |  | 22 | 2 | NAICS-22 Non-Cogen | PV | SUN | SUN | AVRN | A |  | 0 | 0 | 0 | 0 | 0 | 0 | 0 | 0 | 0 | 0 | 0 | 0 | 0 | 0 | 0 | 0 | 0 | 0 | 0 | 0 | 0 | 0 | 0 | 0 | 0 | 0 | 0 | 0 | 0 | 0 | 0 | 0 | 0 | 0 | 0 | 0 | 4878 | 12658 | 14521 | 21219 | 20929 | 23553 | 25711 | 22104 | 16986 | 14885 | 7362 | 6034 | 4878 | 12658 | 14521 | 21219 | 20929 | 23553 | 25711 | 22104 | 16986 | 14885 | 7362 | 6034 | 556.404 | 1443.794 | 1656.309 | 2420.367 | 2387.239 | 2686.536 | 2932.66 | 2521.253 | 1937.542 | 1697.9 | 839.738 | 688.258 | 0 | 0 | 190840 | 190840 | 21768 | 2020 | solar PV | TRUE
61347 | N | . | Long Henry Solar | Cypress Creek Renewables | 61060 | NC | SAT | SERC |  | 22 | 2 | NAICS-22 Non-Cogen | PV | SUN | SUN | CPLE | A |  | 0 | 0 | 0 | 0 | 0 | 0 | 0 | 0 | 0 | 0 | 0 | 0 | 0 | 0 | 0 | 0 | 0 | 0 | 0 | 0 | 0 | 0 | 0 | 0 | 0 | 0 | 0 | 0 | 0 | 0 | 0 | 0 | 0 | 0 | 0 | 0 | 2009 | 2065 | 2641 | 3587 | 3590 | 3493 | 3907 | 3137 | 2657 | 2694 | 2253 | 1904 | 2009 | 2065 | 2641 | 3587 | 3590 | 3493 | 3907 | 3137 | 2657 | 2694 | 2253 | 1904 | 229.176 | 235.524 | 301.259 | 409.189 | 409.514 | 398.406 | 445.647 | 357.836 | 303.058 | 307.248 | 256.971 | 217.172 | 0 | 0 | 33937 | 33937 | 3871 | 2020 | solar PV | TRUE
61348 | N | . | Westmont 400A | Westmont Solar, LLC | 60991 | CA | PACC | WECC |  | 22 | 2 | NAICS-22 Non-Cogen | PV | SUN | SUN | LDWP | A |  | 0 | 0 | 0 | 0 | 0 | 0 | 0 | 0 | 0 | 0 | 0 | 0 | 0 | 0 | 0 | 0 | 0 | 0 | 0 | 0 | 0 | 0 | 0 | 0 | 0 | 0 | 0 | 0 | 0 | 0 | 0 | 0 | 0 | 0 | 0 | 0 | 1575 | 2135 | 2089 | 2633 | 3445 | 3431 | 3875 | 3211 | 2521 | 2330 | 1842 | 1459 | 1575 | 2135 | 2089 | 2633 | 3445 | 3431 | 3875 | 3211 | 2521 | 2330 | 1842 | 1459 | 179.619 | 243.482 | 238.262 | 300.277 | 392.988 | 391.338 | 442.022 | 366.203 | 287.542 | 265.783 | 210.121 | 166.363 | 0 | 0 | 30546 | 30546 | 3484 | 2020 | solar PV | TRUE
61349 | N | . | Westmont 400B | Westmont Solar, LLC | 60991 | CA | PACC | WECC |  | 22 | 2 | NAICS-22 Non-Cogen | PV | SUN | SUN | LDWP | A |  | 0 | 0 | 0 | 0 | 0 | 0 | 0 | 0 | 0 | 0 | 0 | 0 | 0 | 0 | 0 | 0 | 0 | 0 | 0 | 0 | 0 | 0 | 0 | 0 | 0 | 0 | 0 | 0 | 0 | 0 | 0 | 0 | 0 | 0 | 0 | 0 | 1575 | 2135 | 2089 | 2633 | 3445 | 3431 | 3875 | 3211 | 2521 | 2330 | 1842 | 1459 | 1575 | 2135 | 2089 | 2633 | 3445 | 3431 | 3875 | 3211 | 2521 | 2330 | 1842 | 1459 | 179.619 | 243.482 | 238.262 | 300.277 | 392.988 | 391.338 | 442.022 | 366.203 | 287.542 | 265.783 | 210.121 | 166.363 | 0 | 0 | 30546 | 30546 | 3484 | 2020 | solar PV | TRUE
61350 | N | . | MDFA Devens-Saratoga | Terraform Arcadia | 63249 | MA | NEW | NPCC |  | 22 | 2 | NAICS-22 Non-Cogen | PV | SUN | SUN | ISNE | A |  | 0 | 0 | 0 | 0 | 0 | 0 | 0 | 0 | 0 | 0 | 0 | 0 | 0 | 0 | 0 | 0 | 0 | 0 | 0 | 0 | 0 | 0 | 0 | 0 | 0 | 0 | 0 | 0 | 0 | 0 | 0 | 0 | 0 | 0 | 0 | 0 | 1497 | 1960 | 2983 | 2860 | 4032 | 3810 | 3752 | 3546 | 3079 | 2239 | 1601 | 1218 | 1497 | 1960 | 2983 | 2860 | 4032 | 3810 | 3752 | 3546 | 3079 | 2239 | 1601 | 1218 | 170.725 | 223.621 | 340.259 | 326.241 | 459.938 | 434.547 | 427.935 | 404.528 | 351.235 | 255.359 | 182.626 | 138.986 | 0 | 0 | 32577 | 32577 | 3716 | 2020 | solar PV | TRUE
61351 | N | . | Bear Creek Solar | Cypress Creek Renewables | 61060 | NC | SAT | SERC |  | 22 | 2 | NAICS-22 Non-Cogen | PV | SUN | SUN | CPLE | A |  | 0 | 0 | 0 | 0 | 0 | 0 | 0 | 0 | 0 | 0 | 0 | 0 | 0 | 0 | 0 | 0 | 0 | 0 | 0 | 0 | 0 | 0 | 0 | 0 | 0 | 0 | 0 | 0 | 0 | 0 | 0 | 0 | 0 | 0 | 0 | 0 | 2047 | 2104 | 2691 | 3655 | 3658 | 3559 | 3981 | 3196 | 2707 | 2744 | 2295 | 1940 | 2047 | 2104 | 2691 | 3655 | 3658 | 3559 | 3981 | 3196 | 2707 | 2744 | 2295 | 1940 | 233.498 | 239.966 | 306.94 | 416.905 | 417.237 | 405.919 | 454.051 | 364.585 | 308.773 | 313.042 | 261.817 | 221.267 | 0 | 0 | 34577 | 34577 | 3944 | 2020 | solar PV | TRUE
61352 | N | . | Bondi Solar | Cypress Creek Renewables | 61060 | NC | SAT | SERC |  | 22 | 2 | NAICS-22 Non-Cogen | PV | SUN | SUN | CPLE | A |  | 0 | 0 | 0 | 0 | 0 | 0 | 0 | 0 | 0 | 0 | 0 | 0 | 0 | 0 | 0 | 0 | 0 | 0 | 0 | 0 | 0 | 0 | 0 | 0 | 0 | 0 | 0 | 0 | 0 | 0 | 0 | 0 | 0 | 0 | 0 | 0 | 4995 | 5133 | 6566 | 8918 | 8925 | 8683 | 9712 | 7799 | 6605 | 6696 | 5600 | 4733 | 4995 | 5133 | 6566 | 8918 | 8925 | 8683 | 9712 | 7799 | 6605 | 6696 | 5600 | 4733 | 569.715 | 585.495 | 748.906 | 1017.21 | 1018.019 | 990.406 | 1107.844 | 889.553 | 753.378 | 763.794 | 638.809 | 539.871 | 0 | 0 | 84365 | 84365 | 9623 | 2020 | solar PV | TRUE
61353 | N | . | Mount Signal Solar Farm II | Imperial Valley Solar 2, LLC | 60986 | CA | PACC | WECC |  | 22 | 2 | NAICS-22 Non-Cogen | PV | SUN | SUN | CISO | M |  | 0 | 0 | 0 | 0 | 0 | 0 | 0 | 0 | 0 | 0 | 0 | 0 | 0 | 0 | 0 | 0 | 0 | 0 | 0 | 0 | 0 | 0 | 0 | 0 | 0 | 0 | 0 | 0 | 0 | 0 | 0 | 0 | 0 | 0 | 0 | 0 | 230809 | 247606 | 295492 | 319268 | 387326 | 399766 | 408156 | 349444 | 304373 | 285138 | 234351 | 193382 | 230809 | 247606 | 295492 | 319268 | 387326 | 399766 | 408156 | 349444 | 304373 | 285138 | 234351 | 193382 | 26327 | 28243 | 33705 | 36417 | 44180 | 45599 | 46556 | 39859 | 34718 | 32524 | 26731 | 22058 | 0 | 0 | 3655111 | 3655111 | 416917 | 2020 | solar PV | TRUE
61354 | N | . | Princeton Solar Project | NJR Clean Energy Ventures Corporation | 56990 | NJ | MAT | RFC |  | 22 | 2 | NAICS-22 Non-Cogen | PV | SUN | SUN | PJM | A |  | 0 | 0 | 0 | 0 | 0 | 0 | 0 | 0 | 0 | 0 | 0 | 0 | 0 | 0 | 0 | 0 | 0 | 0 | 0 | 0 | 0 | 0 | 0 | 0 | 0 | 0 | 0 | 0 | 0 | 0 | 0 | 0 | 0 | 0 | 0 | 0 | 1670 | 1876 | 2687 | 2795 | 3657 | 3839 | 3616 | 3124 | 2871 | 2073 | 1902 | 1317 | 1670 | 1876 | 2687 | 2795 | 3657 | 3839 | 3616 | 3124 | 2871 | 2073 | 1902 | 1317 | 190.505 | 214.032 | 306.544 | 318.772 | 417.186 | 437.931 | 412.463 | 356.383 | 327.458 | 236.464 | 216.984 | 150.278 | 0 | 0 | 31427 | 31427 | 3585 | 2020 | solar PV | TRUE
61355 | N | . | Arlington Outlet Hydroelectric Generator | Tarrant Regional Water District | 60995 | TX | WSC | TRE |  | 22131 | 4 | Commercial NAICS Non-Cogen | HY | WAT | HYC | ERCO | A |  | 0 | 0 | 0 | 0 | 0 | 0 | 0 | 0 | 0 | 0 | 0 | 0 | 0 | 0 | 0 | 0 | 0 | 0 | 0 | 0 | 0 | 0 | 0 | 0 | 0 | 0 | 0 | 0 | 0 | 0 | 0 | 0 | 0 | 0 | 0 | 0 | 357 | 752 | 694 | 849 | 926 | 416 | 577 | 453 | 595 | 581 | 359 | 392 | 357 | 752 | 694 | 849 | 926 | 416 | 577 | 453 | 595 | 581 | 359 | 392 | 40.723 | 85.722 | 79.207 | 96.795 | 105.653 | 47.443 | 65.861 | 51.728 | 67.813 | 66.295 | 40.999 | 44.761 | 0 | 0 | 6951 | 6951 | 793 | 2020 | hydro | FALSE
61356 | N | . | Valfilm Wind Project | OEE XXV LLC | 60996 | OH | ENC | RFC |  | 325211 | 6 | Industrial NAICS Non-Cogen | WT | WND | WND | PJM | A |  | 0 | 0 | 0 | 0 | 0 | 0 | 0 | 0 | 0 | 0 | 0 | 0 | 0 | 0 | 0 | 0 | 0 | 0 | 0 | 0 | 0 | 0 | 0 | 0 | 0 | 0 | 0 | 0 | 0 | 0 | 0 | 0 | 0 | 0 | 0 | 0 | 6290 | 6029 | 5793 | 5645 | 5944 | 4741 | 2752 | 2514 | 4156 | 5521 | 7837 | 7635 | 6290 | 6029 | 5793 | 5645 | 5944 | 4741 | 2752 | 2514 | 4156 | 5521 | 7837 | 7635 | 717.499 | 687.724 | 660.727 | 643.913 | 678.042 | 540.732 | 313.872 | 286.778 | 474.07 | 629.76 | 893.955 | 870.928 | 0 | 0 | 64857 | 64857 | 7398 | 2020 | onshore wind | FALSE
61357 | N | . | Red Pine Wind Project | EDF Renewable Asset Holdings, Inc. | 57170 | MN | WNC | MRO |  | 22 | 2 | NAICS-22 Non-Cogen | WT | WND | WND | MISO | M |  | 0 | 0 | 0 | 0 | 0 | 0 | 0 | 0 | 0 | 0 | 0 | 0 | 0 | 0 | 0 | 0 | 0 | 0 | 0 | 0 | 0 | 0 | 0 | 0 | 0 | 0 | 0 | 0 | 0 | 0 | 0 | 0 | 0 | 0 | 0 | 0 | 567707 | 741171 | 698353 | 613734 | 562964 | 618328 | 405754 | 533218 | 624719 | 608263 | 800278 | 681599 | 567707 | 741171 | 698353 | 613734 | 562964 | 618328 | 405754 | 533218 | 624719 | 608263 | 800278 | 681599 | 64755 | 84541 | 79657 | 70005 | 64214 | 70529 | 46282 | 60821 | 71258 | 69381 | 91283 | 77746 | 0 | 0 | 7456088 | 7456088 | 850472 | 2020 | onshore wind | TRUE
61358 | N | . | IGS Solar I - BWI5 | IGS Solar I, LLC | 60994 | MD | SAT | RFC |  | 22 | 2 | NAICS-22 Non-Cogen | PV | SUN | SUN | PJM | A |  | 0 | 0 | 0 | 0 | 0 | 0 | 0 | 0 | 0 | 0 | 0 | 0 | 0 | 0 | 0 | 0 | 0 | 0 | 0 | 0 | 0 | 0 | 0 | 0 | 0 | 0 | 0 | 0 | 0 | 0 | 0 | 0 | 0 | 0 | 0 | 0 | 1044 | 1186 | 1506 | 1689 | 1931 | 2081 | 2068 | 1724 | 1530 | 1313 | 1185 | 874 | 1044 | 1186 | 1506 | 1689 | 1931 | 2081 | 2068 | 1724 | 1530 | 1313 | 1185 | 874 | 119.05 | 135.229 | 171.792 | 192.709 | 220.291 | 237.371 | 235.839 | 196.618 | 174.467 | 149.731 | 135.22 | 99.683 | 0 | 0 | 18131 | 18131 | 2068 | 2020 | solar PV | TRUE
61359 | N | . | IGS Solar I - EWR5 | IGS Solar I, LLC | 60994 | NJ | MAT | RFC |  | 22 | 2 | NAICS-22 Non-Cogen | PV | SUN | SUN | PJM | A |  | 0 | 0 | 0 | 0 | 0 | 0 | 0 | 0 | 0 | 0 | 0 | 0 | 0 | 0 | 0 | 0 | 0 | 0 | 0 | 0 | 0 | 0 | 0 | 0 | 0 | 0 | 0 | 0 | 0 | 0 | 0 | 0 | 0 | 0 | 0 | 0 | 1692 | 1901 | 2723 | 2831 | 3705 | 3890 | 3663 | 3165 | 2908 | 2100 | 1927 | 1335 | 1692 | 1901 | 2723 | 2831 | 3705 | 3890 | 3663 | 3165 | 2908 | 2100 | 1927 | 1335 | 193.001 | 216.838 | 310.562 | 322.951 | 422.655 | 443.673 | 417.871 | 361.056 | 331.751 | 239.565 | 219.829 | 152.248 | 0 | 0 | 31840 | 31840 | 3632 | 2020 | solar PV | TRUE
61360 | N | . | IGS Solar I - EWR6 | IGS Solar I, LLC | 60994 | NJ | MAT | RFC |  | 22 | 2 | NAICS-22 Non-Cogen | PV | SUN | SUN | PJM | A |  | 0 | 0 | 0 | 0 | 0 | 0 | 0 | 0 | 0 | 0 | 0 | 0 | 0 | 0 | 0 | 0 | 0 | 0 | 0 | 0 | 0 | 0 | 0 | 0 | 0 | 0 | 0 | 0 | 0 | 0 | 0 | 0 | 0 | 0 | 0 | 0 | 1537 | 1727 | 2473 | 2572 | 3366 | 3533 | 3328 | 2875 | 2642 | 1908 | 1751 | 1212 | 1537 | 1727 | 2473 | 2572 | 3366 | 3533 | 3328 | 2875 | 2642 | 1908 | 1751 | 1212 | 175.306 | 196.958 | 282.089 | 293.341 | 383.904 | 402.995 | 379.558 | 327.952 | 301.334 | 217.6 | 199.674 | 138.289 | 0 | 0 | 28924 | 28924 | 3299 | 2020 | solar PV | TRUE
61362 | N | . | NRG Elbow Creek Energy Storage Project | NRG Texas Power LLC | 54888 | TX | WSC | TRE |  | 22 | 2 | NAICS-22 Non-Cogen | BA | MWH | OTH | ERCO | A | megawatthours | 40 | 44 | 37 | 34 | 28 | 32 | 41 | 47 | 42 | 54 | 44 | 41 | 40 | 44 | 37 | 34 | 28 | 32 | 41 | 47 | 42 | 54 | 44 | 41 | 0 | 0 | 0 | 0 | 0 | 0 | 0 | 0 | 0 | 0 | 0 | 0 | 0 | 0 | 0 | 0 | 0 | 0 | 0 | 0 | 0 | 0 | 0 | 0 | 0 | 0 | 0 | 0 | 0 | 0 | 0 | 0 | 0 | 0 | 0 | 0 | -12.391 | -13.031 | -10.901 | -10.025 | -8.374 | -9.573 | -12.093 | -13.887 | -12.416 | -15.943 | -13.042 | -12.324 | 484 | 484 | 0 | 0 | -144 | 2020 | other | TRUE
61363 | N | . | Equuleus Community Solar Gardens | Equuleus Community Solar Gardens, LLC | 61000 | MN | WNC | MRO |  | 22 | 2 | NAICS-22 Non-Cogen | PV | SUN | SUN | MISO | A |  | 0 | 0 | 0 | 0 | 0 | 0 | 0 | 0 | 0 | 0 | 0 | 0 | 0 | 0 | 0 | 0 | 0 | 0 | 0 | 0 | 0 | 0 | 0 | 0 | 0 | 0 | 0 | 0 | 0 | 0 | 0 | 0 | 0 | 0 | 0 | 0 | 2078 | 4608 | 5591 | 7392 | 7689 | 8334 | 8037 | 7958 | 5612 | 4200 | 3214 | 2012 | 2078 | 4608 | 5591 | 7392 | 7689 | 8334 | 8037 | 7958 | 5612 | 4200 | 3214 | 2012 | 237.035 | 525.656 | 637.772 | 843.181 | 877.081 | 950.659 | 916.691 | 907.703 | 640.091 | 479.02 | 366.592 | 229.519 | 0 | 0 | 66725 | 66725 | 7611 | 2020 | solar PV | TRUE
61367 | N | . | Smith & Wesson at Springfield MA PV | Constellation Solar Massachusetts LLC | 57319 | MA | NEW | NPCC |  | 22 | 2 | NAICS-22 Non-Cogen | PV | SUN | SUN | ISNE | A |  | 0 | 0 | 0 | 0 | 0 | 0 | 0 | 0 | 0 | 0 | 0 | 0 | 0 | 0 | 0 | 0 | 0 | 0 | 0 | 0 | 0 | 0 | 0 | 0 | 0 | 0 | 0 | 0 | 0 | 0 | 0 | 0 | 0 | 0 | 0 | 0 | 1106 | 1448 | 2204 | 2113 | 2979 | 2814 | 2771 | 2620 | 2275 | 1654 | 1183 | 900 | 1106 | 1448 | 2204 | 2113 | 2979 | 2814 | 2771 | 2620 | 2275 | 1654 | 1183 | 900 | 126.114 | 165.188 | 251.348 | 240.993 | 339.755 | 320.999 | 316.115 | 298.824 | 259.456 | 188.633 | 134.906 | 102.669 | 0 | 0 | 24067 | 24067 | 2745 | 2020 | solar PV | TRUE
61368 | N | . | Midway Solar - TX | MIdway Solar | 61801 | TX | WSC | TRE |  | 22 | 2 | NAICS-22 Non-Cogen | PV | SUN | SUN | ERCO | M |  | 0 | 0 | 0 | 0 | 0 | 0 | 0 | 0 | 0 | 0 | 0 | 0 | 0 | 0 | 0 | 0 | 0 | 0 | 0 | 0 | 0 | 0 | 0 | 0 | 0 | 0 | 0 | 0 | 0 | 0 | 0 | 0 | 0 | 0 | 0 | 0 | 185632 | 204403 | 254638 | 310764 | 377244 | 388948 | 433563 | 346279 | 309650 | 219079 | 159086 | 181100 | 185632 | 204403 | 254638 | 310764 | 377244 | 388948 | 433563 | 346279 | 309650 | 219079 | 159086 | 181100 | 21174 | 23315 | 29045 | 35447 | 43030 | 44365 | 49454 | 39498 | 35320 | 24989 | 18146 | 20657 | 0 | 0 | 3370386 | 3370386 | 384440 | 2020 | solar PV | TRUE
61369 | N | . | Sweetwater Solar | Sweetwater Solar LLC | 61005 | WY | MTN | WECC |  | 22 | 2 | NAICS-22 Non-Cogen | PV | SUN | SUN | PACE | M |  | 0 | 0 | 0 | 0 | 0 | 0 | 0 | 0 | 0 | 0 | 0 | 0 | 0 | 0 | 0 | 0 | 0 | 0 | 0 | 0 | 0 | 0 | 0 | 0 | 0 | 0 | 0 | 0 | 0 | 0 | 0 | 0 | 0 | 0 | 0 | 0 | 68391 | 113769 | 130339 | 173104 | 186667 | 173376 | 78605 | 158849 | 129839 | 100671 | 75580 | 60554 | 68391 | 113769 | 130339 | 173104 | 186667 | 173376 | 78605 | 158849 | 129839 | 100671 | 75580 | 60554 | 7801 | 12977 | 14867 | 19745 | 21292 | 19776 | 8966 | 18119 | 14810 | 11483 | 8621 | 6907 | 0 | 0 | 1449744 | 1449744 | 165364 | 2020 | solar PV | TRUE
61370 | N | . | Walnut Springs Solar | Cypress Creek Renewables | 61060 | TX | WSC | TRE |  | 22 | 2 | NAICS-22 Non-Cogen | PV | SUN | SUN | ERCO | A |  | 0 | 0 | 0 | 0 | 0 | 0 | 0 | 0 | 0 | 0 | 0 | 0 | 0 | 0 | 0 | 0 | 0 | 0 | 0 | 0 | 0 | 0 | 0 | 0 | 0 | 0 | 0 | 0 | 0 | 0 | 0 | 0 | 0 | 0 | 0 | 0 | 5143 | 6088 | 6424 | 8291 | 10831 | 11696 | 12490 | 11110 | 8843 | 7335 | 6041 | 5556 | 5143 | 6088 | 6424 | 8291 | 10831 | 11696 | 12490 | 11110 | 8843 | 7335 | 6041 | 5556 | 586.584 | 694.38 | 732.696 | 945.672 | 1235.459 | 1334.052 | 1424.637 | 1267.283 | 1008.666 | 836.708 | 689.074 | 633.789 | 0 | 0 | 99848 | 99848 | 11389 | 2020 | solar PV | TRUE
61371 | N | . | Centaurus Solar - MA | LSE Centaurus LLC | 61009 | MA | NEW | NPCC |  | 22 | 2 | NAICS-22 Non-Cogen | PV | SUN | SUN | ISNE | A |  | 0 | 0 | 0 | 0 | 0 | 0 | 0 | 0 | 0 | 0 | 0 | 0 | 0 | 0 | 0 | 0 | 0 | 0 | 0 | 0 | 0 | 0 | 0 | 0 | 0 | 0 | 0 | 0 | 0 | 0 | 0 | 0 | 0 | 0 | 0 | 0 | 1427 | 1869 | 2844 | 2727 | 3845 | 3632 | 3577 | 3381 | 2936 | 2135 | 1527 | 1162 | 1427 | 1869 | 2844 | 2727 | 3845 | 3632 | 3577 | 3381 | 2936 | 2135 | 1527 | 1162 | 162.776 | 213.21 | 324.418 | 311.053 | 438.525 | 414.317 | 408.012 | 385.695 | 334.883 | 243.471 | 174.124 | 132.516 | 0 | 0 | 31062 | 31062 | 3543 | 2020 | solar PV | TRUE
61373 | N | . | Kearsarge Bellingham PV | Kearsarge Bellingham LLC | 61011 | MA | NEW | NPCC |  | 22 | 2 | NAICS-22 Non-Cogen | PV | SUN | SUN | ISNE | A |  | 0 | 0 | 0 | 0 | 0 | 0 | 0 | 0 | 0 | 0 | 0 | 0 | 0 | 0 | 0 | 0 | 0 | 0 | 0 | 0 | 0 | 0 | 0 | 0 | 0 | 0 | 0 | 0 | 0 | 0 | 0 | 0 | 0 | 0 | 0 | 0 | 2037 | 2668 | 4060 | 3893 | 5488 | 5186 | 5107 | 4827 | 4191 | 3047 | 2179 | 1659 | 2037 | 2668 | 4060 | 3893 | 5488 | 5186 | 5107 | 4827 | 4191 | 3047 | 2179 | 1659 | 232.38 | 304.38 | 463.14 | 444.06 | 626.04 | 591.48 | 582.48 | 550.62 | 478.08 | 347.58 | 248.58 | 189.18 | 0 | 0 | 44342 | 44342 | 5058 | 2020 | solar PV | TRUE
61374 | N | . | Hecate Energy Clarke County LLC | Dominion Renewable Energy | 58468 | VA | SAT | SERC |  | 22 | 2 | NAICS-22 Non-Cogen | PV | SUN | SUN | PJM | A |  | 0 | 0 | 0 | 0 | 0 | 0 | 0 | 0 | 0 | 0 | 0 | 0 | 0 | 0 | 0 | 0 | 0 | 0 | 0 | 0 | 0 | 0 | 0 | 0 | 0 | 0 | 0 | 0 | 0 | 0 | 0 | 0 | 0 | 0 | 0 | 0 | 8221 | 8818 | 12219 | 15692 | 16458 | 18232 | 20098 | 14124 | 11678 | 11231 | 8948 | 7001 | 8221 | 8818 | 12219 | 15692 | 16458 | 18232 | 20098 | 14124 | 11678 | 11231 | 8948 | 7001 | 937.736 | 1005.844 | 1393.793 | 1789.918 | 1877.286 | 2079.672 | 2292.409 | 1611.02 | 1332.033 | 1281.003 | 1020.676 | 798.61 | 0 | 0 | 152720 | 152720 | 17420 | 2020 | solar PV | TRUE
61375 | N | . | Hecate Energy Cherrydale LLC | Dominion Renewable Energy | 58468 | VA | SAT | RFC |  | 22 | 2 | NAICS-22 Non-Cogen | PV | SUN | SUN | PJM | A |  | 0 | 0 | 0 | 0 | 0 | 0 | 0 | 0 | 0 | 0 | 0 | 0 | 0 | 0 | 0 | 0 | 0 | 0 | 0 | 0 | 0 | 0 | 0 | 0 | 0 | 0 | 0 | 0 | 0 | 0 | 0 | 0 | 0 | 0 | 0 | 0 | 16998 | 18233 | 25265 | 32446 | 34029 | 37698 | 41554 | 29203 | 24146 | 23221 | 18502 | 14476 | 16998 | 18233 | 25265 | 32446 | 34029 | 37698 | 41554 | 29203 | 24146 | 23221 | 18502 | 14476 | 1938.887 | 2079.706 | 2881.84 | 3700.876 | 3881.52 | 4299.979 | 4739.839 | 3330.982 | 2754.142 | 2648.631 | 2110.373 | 1651.225 | 0 | 0 | 315771 | 315771 | 36018 | 2020 | solar PV | TRUE
61376 | N | . | Cedar Creek PV | AES Distributed Energy | 61012 | NY | MAT | NPCC |  | 22 | 2 | NAICS-22 Non-Cogen | PV | SUN | SUN | NYIS | A |  | 0 | 0 | 0 | 0 | 0 | 0 | 0 | 0 | 0 | 0 | 0 | 0 | 0 | 0 | 0 | 0 | 0 | 0 | 0 | 0 | 0 | 0 | 0 | 0 | 0 | 0 | 0 | 0 | 0 | 0 | 0 | 0 | 0 | 0 | 0 | 0 | 1467 | 1638 | 2369 | 2375 | 3119 | 3136 | 2982 | 2532 | 2490 | 1768 | 1628 | 1101 | 1467 | 1638 | 2369 | 2375 | 3119 | 3136 | 2982 | 2532 | 2490 | 1768 | 1628 | 1101 | 167.383 | 186.876 | 270.206 | 270.945 | 355.804 | 357.684 | 340.189 | 288.844 | 284.058 | 201.668 | 185.718 | 125.625 | 0 | 0 | 26605 | 26605 | 3035 | 2020 | solar PV | TRUE
61377 | N | . | Amazon - Patterson PV | AES Distributed Energy | 61012 | CA | PACC | WECC |  | 22 | 2 | NAICS-22 Non-Cogen | PV | SUN | SUN | BANC | A |  | 0 | 0 | 0 | 0 | 0 | 0 | 0 | 0 | 0 | 0 | 0 | 0 | 0 | 0 | 0 | 0 | 0 | 0 | 0 | 0 | 0 | 0 | 0 | 0 | 0 | 0 | 0 | 0 | 0 | 0 | 0 | 0 | 0 | 0 | 0 | 0 | 2041 | 2766 | 2707 | 3412 | 4465 | 4446 | 5022 | 4161 | 3267 | 3020 | 2387 | 1890 | 2041 | 2766 | 2707 | 3412 | 4465 | 4446 | 5022 | 4161 | 3267 | 3020 | 2387 | 1890 | 232.771 | 315.535 | 308.77 | 389.137 | 509.283 | 507.144 | 572.827 | 474.572 | 372.632 | 344.434 | 272.301 | 215.594 | 0 | 0 | 39584 | 39584 | 4515 | 2020 | solar PV | TRUE
61378 | N | . | Northern Westchester Hospital | Northern Westchester Hospital | 61013 | NY | MAT | NPCC |  | 622 | 4 | Commercial NAICS Non-Cogen | IC | DFO | DFO | NYIS | A | barrels | 6 | 5 | 4 | 3 | 6 | 3 | 4 | 2 | 5 | 3 | 6 | 7 | 6 | 5 | 4 | 3 | 6 | 3 | 4 | 2 | 5 | 3 | 6 | 7 | 5.796 | 5.796 | 5.796 | 5.796 | 5.796 | 5.796 | 5.796 | 5.796 | 5.796 | 5.796 | 5.796 | 5.796 | 35 | 29 | 23 | 17 | 35 | 17 | 23 | 12 | 29 | 17 | 35 | 41 | 35 | 29 | 23 | 17 | 35 | 17 | 23 | 12 | 29 | 17 | 35 | 41 | 0 | 0 | 0 | 0 | 0 | 0 | 0 | 0 | 0 | 0 | 0 | 0 | 54 | 54 | 313 | 313 | 0 | 2020 | petroleum | FALSE
61378 | N | . | Northern Westchester Hospital | Northern Westchester Hospital | 61013 | NY | MAT | NPCC |  | 622 | 4 | Commercial NAICS Non-Cogen | IC | NG | NG | NYIS | A | mcf | 0 | 0 | 0 | 0 | 0 | 0 | 0 | 0 | 0 | 0 | 0 | 1 | 0 | 0 | 0 | 0 | 0 | 0 | 0 | 0 | 0 | 0 | 0 | 1 | 0 | 0 | 0 | 0 | 0 | 0 | 0 | 0 | 0 | 0 | 0 | 1.1 | 0 | 0 | 0 | 0 | 0 | 0 | 0 | 0 | 0 | 0 | 0 | 1 | 0 | 0 | 0 | 0 | 0 | 0 | 0 | 0 | 0 | 0 | 0 | 1 | 0 | 0 | 0 | 0 | 0 | 0 | 0 | 0 | 0 | 0 | 0 | 0 | 1 | 1 | 1 | 1 | 0 | 2020 | natural gas peaker | FALSE
61379 | N | . | DodgeSun CSG | National Grid Renewables | 62759 | MN | WNC | MRO |  | 22 | 2 | NAICS-22 Non-Cogen | PV | SUN | SUN | MISO | A |  | 0 | 0 | 0 | 0 | 0 | 0 | 0 | 0 | 0 | 0 | 0 | 0 | 0 | 0 | 0 | 0 | 0 | 0 | 0 | 0 | 0 | 0 | 0 | 0 | 0 | 0 | 0 | 0 | 0 | 0 | 0 | 0 | 0 | 0 | 0 | 0 | 2580 | 5721 | 6942 | 9177 | 9546 | 10347 | 9977 | 9880 | 6967 | 5214 | 3990 | 2498 | 2580 | 5721 | 6942 | 9177 | 9546 | 10347 | 9977 | 9880 | 6967 | 5214 | 3990 | 2498 | 294.277 | 652.598 | 791.789 | 1046.803 | 1088.89 | 1180.235 | 1138.065 | 1126.907 | 794.669 | 594.7 | 455.121 | 284.946 | 0 | 0 | 82839 | 82839 | 9449 | 2020 | solar PV | TRUE
61380 | N | . | Johnson Solar CSG | National Grid Renewables | 62759 | MN | WNC | MRO |  | 22 | 2 | NAICS-22 Non-Cogen | PV | SUN | SUN | MISO | A |  | 0 | 0 | 0 | 0 | 0 | 0 | 0 | 0 | 0 | 0 | 0 | 0 | 0 | 0 | 0 | 0 | 0 | 0 | 0 | 0 | 0 | 0 | 0 | 0 | 0 | 0 | 0 | 0 | 0 | 0 | 0 | 0 | 0 | 0 | 0 | 0 | 2476 | 5490 | 6661 | 8806 | 9160 | 9929 | 9574 | 9480 | 6685 | 5003 | 3829 | 2397 | 2476 | 5490 | 6661 | 8806 | 9160 | 9929 | 9574 | 9480 | 6685 | 5003 | 3829 | 2397 | 282.38 | 626.215 | 759.779 | 1004.483 | 1044.869 | 1132.521 | 1092.056 | 1081.349 | 762.542 | 570.658 | 436.722 | 273.426 | 0 | 0 | 79490 | 79490 | 9067 | 2020 | solar PV | TRUE
61381 | N | . | Koppelman Sun CSG | National Grid Renewables | 62759 | MN | WNC | MRO |  | 22 | 2 | NAICS-22 Non-Cogen | PV | SUN | SUN | MISO | A |  | 0 | 0 | 0 | 0 | 0 | 0 | 0 | 0 | 0 | 0 | 0 | 0 | 0 | 0 | 0 | 0 | 0 | 0 | 0 | 0 | 0 | 0 | 0 | 0 | 0 | 0 | 0 | 0 | 0 | 0 | 0 | 0 | 0 | 0 | 0 | 0 | 2344 | 5198 | 6307 | 8338 | 8673 | 9401 | 9065 | 8976 | 6330 | 4737 | 3625 | 2270 | 2344 | 5198 | 6307 | 8338 | 8673 | 9401 | 9065 | 8976 | 6330 | 4737 | 3625 | 2270 | 267.369 | 592.925 | 719.389 | 951.085 | 989.324 | 1072.317 | 1034.003 | 1023.864 | 722.006 | 540.322 | 413.505 | 258.891 | 0 | 0 | 75264 | 75264 | 8585 | 2020 | solar PV | TRUE
61382 | N | . | Lindstrom Solar CSG | National Grid Renewables | 62759 | MN | WNC | MRO |  | 22 | 2 | NAICS-22 Non-Cogen | PV | SUN | SUN | MISO | A |  | 0 | 0 | 0 | 0 | 0 | 0 | 0 | 0 | 0 | 0 | 0 | 0 | 0 | 0 | 0 | 0 | 0 | 0 | 0 | 0 | 0 | 0 | 0 | 0 | 0 | 0 | 0 | 0 | 0 | 0 | 0 | 0 | 0 | 0 | 0 | 0 | 1495 | 3314 | 4021 | 5317 | 5530 | 5994 | 5780 | 5723 | 4036 | 3020 | 2312 | 1447 | 1495 | 3314 | 4021 | 5317 | 5530 | 5994 | 5780 | 5723 | 4036 | 3020 | 2312 | 1447 | 170.48 | 378.063 | 458.7 | 606.435 | 630.816 | 683.735 | 659.305 | 652.84 | 460.368 | 344.522 | 263.661 | 165.075 | 0 | 0 | 47989 | 47989 | 5474 | 2020 | solar PV | TRUE
61383 | N | . | Rengstorf Solar CSG | National Grid Renewables | 62759 | MN | WNC | MRO |  | 22 | 2 | NAICS-22 Non-Cogen | PV | SUN | SUN | MISO | A |  | 0 | 0 | 0 | 0 | 0 | 0 | 0 | 0 | 0 | 0 | 0 | 0 | 0 | 0 | 0 | 0 | 0 | 0 | 0 | 0 | 0 | 0 | 0 | 0 | 0 | 0 | 0 | 0 | 0 | 0 | 0 | 0 | 0 | 0 | 0 | 0 | 2210 | 4900 | 5945 | 7860 | 8176 | 8862 | 8546 | 8462 | 5967 | 4466 | 3417 | 2140 | 2210 | 4900 | 5945 | 7860 | 8176 | 8862 | 8546 | 8462 | 5967 | 4466 | 3417 | 2140 | 252.046 | 558.945 | 678.162 | 896.579 | 932.626 | 1010.863 | 974.745 | 965.188 | 680.628 | 509.356 | 389.808 | 244.054 | 0 | 0 | 70951 | 70951 | 8093 | 2020 | solar PV | TRUE
61384 | N | . | St. Cloud Solar CSG | National Grid Renewables | 62759 | MN | WNC | MRO |  | 22 | 2 | NAICS-22 Non-Cogen | PV | SUN | SUN | MISO | A |  | 0 | 0 | 0 | 0 | 0 | 0 | 0 | 0 | 0 | 0 | 0 | 0 | 0 | 0 | 0 | 0 | 0 | 0 | 0 | 0 | 0 | 0 | 0 | 0 | 0 | 0 | 0 | 0 | 0 | 0 | 0 | 0 | 0 | 0 | 0 | 0 | 2406 | 5336 | 6474 | 8560 | 8904 | 9651 | 9306 | 9215 | 6498 | 4863 | 3721 | 2330 | 2406 | 5336 | 6474 | 8560 | 8904 | 9651 | 9306 | 9215 | 6498 | 4863 | 3721 | 2330 | 274.47 | 608.672 | 738.495 | 976.344 | 1015.598 | 1100.795 | 1061.464 | 1051.056 | 741.181 | 554.672 | 424.487 | 265.766 | 0 | 0 | 77264 | 77264 | 8813 | 2020 | solar PV | TRUE
61385 | N | . | Georgia LFG Oak Grove Plant | Cube District Energy, LLC | 61038 | GA | SAT | SERC |  | 22 | 2 | NAICS-22 Non-Cogen | IC | LFG | MLG | SOCO | A | mcf | 72945 | 81600 | 58509 | 64688 | 40436 | 52875 | 62590 | 67343 | 66117 | 63247 | 54831 | 67684 | 72945 | 81600 | 58509 | 64688 | 40436 | 52875 | 62590 | 67343 | 66117 | 63247 | 54831 | 67684 | 0.46 | 0.46 | 0.46 | 0.46 | 0.46 | 0.46 | 0.46 | 0.46 | 0.46 | 0.46 | 0.46 | 0.46 | 33555 | 37536 | 26914 | 29756 | 18601 | 24323 | 28791 | 30978 | 30414 | 29094 | 25222 | 31135 | 33555 | 37536 | 26914 | 29756 | 18601 | 24323 | 28791 | 30978 | 30414 | 29094 | 25222 | 31135 | 3376.445 | 3777.05 | 2708.235 | 2994.248 | 1871.689 | 2447.446 | 2897.113 | 3117.123 | 3060.385 | 2927.517 | 2537.987 | 3132.905 | 752865 | 752865 | 346319 | 346319 | 34848.143 | 2020 | biomass | TRUE
61385 | N | . | Georgia LFG Oak Grove Plant | Cube District Energy, LLC | 61038 | GA | SAT | SERC |  | 22 | 2 | NAICS-22 Non-Cogen | IC | NG | NG | SOCO | A | mcf | 3733 | 4154 | 3321 | 3114 | 4082 | 4609 | 4891 | 4773 | 3686 | 3566 | 3765 | 4143 | 3733 | 4154 | 3321 | 3114 | 4082 | 4609 | 4891 | 4773 | 3686 | 3566 | 3765 | 4143 | 1.02 | 1.02 | 1.02 | 1.02 | 1.02 | 1.02 | 1.02 | 1.02 | 1.02 | 1.02 | 1.02 | 1.02 | 3808 | 4237 | 3387 | 3176 | 4164 | 4701 | 4989 | 4868 | 3760 | 3637 | 3840 | 4226 | 3808 | 4237 | 3387 | 3176 | 4164 | 4701 | 4989 | 4868 | 3760 | 3637 | 3840 | 4226 | 383.121 | 426.382 | 340.815 | 319.636 | 418.979 | 473.061 | 502.043 | 489.859 | 378.361 | 365.973 | 386.423 | 425.204 | 47837 | 47837 | 48793 | 48793 | 4909.857 | 2020 | natural gas peaker | TRUE
61386 | N | . | Georgia LFG Pine Ridge Plant | Cube District Energy, LLC | 61038 | GA | SAT | SERC |  | 22 | 2 | NAICS-22 Non-Cogen | IC | LFG | MLG | SOCO | A | mcf | 74392 | 83219 | 59670 | 65972 | 41239 | 53924 | 63832 | 68679 | 67429 | 64502 | 55919 | 69027 | 74392 | 83219 | 59670 | 65972 | 41239 | 53924 | 63832 | 68679 | 67429 | 64502 | 55919 | 69027 | 0.5 | 0.5 | 0.5 | 0.5 | 0.5 | 0.5 | 0.5 | 0.5 | 0.5 | 0.5 | 0.5 | 0.5 | 37196 | 41610 | 29835 | 32986 | 20620 | 26962 | 31916 | 34340 | 33715 | 32251 | 27960 | 34514 | 37196 | 41610 | 29835 | 32986 | 20620 | 26962 | 31916 | 34340 | 33715 | 32251 | 27960 | 34514 | 4004.668 | 4479.809 | 3212.13 | 3551.358 | 2219.937 | 2902.819 | 3436.151 | 3697.096 | 3629.801 | 3472.212 | 3010.205 | 3715.814 | 767804 | 767804 | 383905 | 383905 | 41332 | 2020 | biomass | TRUE
61387 | N | . | Georgia LFG Richland Creek Plant | Cube District Energy, LLC | 61038 | GA | SAT | SERC |  | 22 | 2 | NAICS-22 Non-Cogen | IC | LFG | MLG | SOCO | A | mcf | 134672 | 150650 | 108019 | 119427 | 74653 | 97618 | 115553 | 124328 | 122065 | 116766 | 101229 | 124958 | 134672 | 150650 | 108019 | 119427 | 74653 | 97618 | 115553 | 124328 | 122065 | 116766 | 101229 | 124958 | 0.51 | 0.51 | 0.51 | 0.51 | 0.51 | 0.51 | 0.51 | 0.51 | 0.51 | 0.51 | 0.51 | 0.51 | 68683 | 76832 | 55090 | 60908 | 38073 | 49785 | 58932 | 63407 | 62253 | 59551 | 51627 | 63729 | 68683 | 76832 | 55090 | 60908 | 38073 | 49785 | 58932 | 63407 | 62253 | 59551 | 51627 | 63729 | 6091.101 | 6813.792 | 4885.652 | 5401.619 | 3376.525 | 4415.19 | 5226.388 | 5623.286 | 5520.93 | 5281.237 | 4578.524 | 5651.756 | 1389938 | 1389938 | 708870 | 708870 | 62866 | 2020 | biomass | TRUE
61388 | N | . | AEP Jacksonville Solar Project | AEP Onsite Partners, LLC | 60571 | FL | SAT | SERC |  | 22 | 2 | NAICS-22 Non-Cogen | PV | SUN | SUN | JEA | A |  | 0 | 0 | 0 | 0 | 0 | 0 | 0 | 0 | 0 | 0 | 0 | 0 | 0 | 0 | 0 | 0 | 0 | 0 | 0 | 0 | 0 | 0 | 0 | 0 | 0 | 0 | 0 | 0 | 0 | 0 | 0 | 0 | 0 | 0 | 0 | 0 | 8519 | 9223 | 12293 | 11139 | 13141 | 11344 | 11631 | 11098 | 9610 | 9379 | 8205 | 8928 | 8519 | 9223 | 12293 | 11139 | 13141 | 11344 | 11631 | 11098 | 9610 | 9379 | 8205 | 8928 | 971.748 | 1051.982 | 1402.166 | 1270.526 | 1498.886 | 1293.922 | 1326.641 | 1265.843 | 1096.206 | 1069.813 | 935.903 | 1018.364 | 0 | 0 | 124510 | 124510 | 14202 | 2020 | solar PV | TRUE
61389 | N | . | Letchworth Solar Project | AEP Onsite Partners, LLC | 60571 | NY | MAT | NPCC |  | 22 | 2 | NAICS-22 Non-Cogen | PV | SUN | SUN | NYIS | A |  | 0 | 0 | 0 | 0 | 0 | 0 | 0 | 0 | 0 | 0 | 0 | 0 | 0 | 0 | 0 | 0 | 0 | 0 | 0 | 0 | 0 | 0 | 0 | 0 | 0 | 0 | 0 | 0 | 0 | 0 | 0 | 0 | 0 | 0 | 0 | 0 | 929 | 1038 | 1500 | 1504 | 1975 | 1986 | 1889 | 1604 | 1577 | 1120 | 1031 | 697 | 929 | 1038 | 1500 | 1504 | 1975 | 1986 | 1889 | 1604 | 1577 | 1120 | 1031 | 697 | 105.998 | 118.345 | 171.116 | 171.584 | 225.323 | 226.514 | 215.434 | 182.919 | 179.888 | 127.712 | 117.611 | 79.556 | 0 | 0 | 16850 | 16850 | 1922 | 2020 | solar PV | TRUE
61391 | N | . | A.J. Mihm Generating Station | Upper Michigan Energy Resources Company | 61029 | MI | ENC | RFC |  | 22 | 1 | Electric Utility | IC | NG | NG | MISO | A | mcf | 193115 | 169976 | 161741 | 143891 | 145800 | 158994 | 213931 | 170881 | 148098 | 161998 | 123877 | 154197 | 193115 | 169976 | 161741 | 143891 | 145800 | 158994 | 213931 | 170881 | 148098 | 161998 | 123877 | 154197 | 1.05 | 1.05 | 1.05 | 1.05 | 1.05 | 1.05 | 1.05 | 1.05 | 1.05 | 1.05 | 1.05 | 1.05 | 202771 | 178475 | 169828 | 151086 | 153090 | 166944 | 224628 | 179425 | 155503 | 170098 | 130071 | 161907 | 202771 | 178475 | 169828 | 151086 | 153090 | 166944 | 224628 | 179425 | 155503 | 170098 | 130071 | 161907 | 24409.146 | 21484.565 | 20443.695 | 18187.51 | 18428.839 | 20096.414 | 27040.394 | 21598.989 | 18719.288 | 20476.19 | 15657.775 | 19490.195 | 1946499 | 1946499 | 2043826 | 2043826 | 246033 | 2020 | natural gas peaker | TRUE
61392 | N | . | F.D. Kuester Generating Station | Upper Michigan Energy Resources Company | 61029 | MI | ENC | RFC |  | 22 | 1 | Electric Utility | IC | NG | NG | MISO | A | mcf | 407785 | 358926 | 341537 | 303845 | 307877 | 335735 | 451743 | 360838 | 312729 | 342080 | 261582 | 325608 | 407785 | 358926 | 341537 | 303845 | 307877 | 335735 | 451743 | 360838 | 312729 | 342080 | 261582 | 325608 | 1.05 | 1.05 | 1.05 | 1.05 | 1.05 | 1.05 | 1.05 | 1.05 | 1.05 | 1.05 | 1.05 | 1.05 | 428174 | 376872 | 358614 | 319037 | 323271 | 352522 | 474330 | 378880 | 328365 | 359184 | 274661 | 341888 | 428174 | 376872 | 358614 | 319037 | 323271 | 352522 | 474330 | 378880 | 328365 | 359184 | 274661 | 341888 | 51375.252 | 45219.73 | 43028.953 | 38280.24 | 38788.177 | 42298.013 | 56913.383 | 45460.564 | 39399.501 | 43097.348 | 32955.768 | 41022.071 | 4110285 | 4110285 | 4315798 | 4315798 | 517839 | 2020 | natural gas peaker | TRUE
61397 | N | . | Georgia Power at Jakin GA PV | Constellation Solar Georgia 2, LLC | 61032 | GA | SAT | SERC |  | 22 | 2 | NAICS-22 Non-Cogen | PV | SUN | SUN | SOCO | A |  | 0 | 0 | 0 | 0 | 0 | 0 | 0 | 0 | 0 | 0 | 0 | 0 | 0 | 0 | 0 | 0 | 0 | 0 | 0 | 0 | 0 | 0 | 0 | 0 | 0 | 0 | 0 | 0 | 0 | 0 | 0 | 0 | 0 | 0 | 0 | 0 | 1437 | 1480 | 2035 | 2487 | 2877 | 2438 | 2641 | 2404 | 1895 | 1934 | 1609 | 1548 | 1437 | 1480 | 2035 | 2487 | 2877 | 2438 | 2641 | 2404 | 1895 | 1934 | 1609 | 1548 | 163.864 | 168.829 | 232.121 | 283.654 | 328.143 | 278.145 | 301.207 | 274.197 | 216.183 | 220.63 | 183.474 | 176.553 | 0 | 0 | 24785 | 24785 | 2827 | 2020 | solar PV | TRUE
61398 | N | . | Canis Major Solar Farm | LSE Canis Major LLC | 61025 | CT | NEW | NPCC |  | 22 | 2 | NAICS-22 Non-Cogen | PV | SUN | SUN | ISNE | A |  | 0 | 0 | 0 | 0 | 0 | 0 | 0 | 0 | 0 | 0 | 0 | 0 | 0 | 0 | 0 | 0 | 0 | 0 | 0 | 0 | 0 | 0 | 0 | 0 | 0 | 0 | 0 | 0 | 0 | 0 | 0 | 0 | 0 | 0 | 0 | 0 | 1658 | 1949 | 2779 | 2615 | 3667 | 3488 | 3461 | 3180 | 2907 | 2067 | 1734 | 1207 | 1658 | 1949 | 2779 | 2615 | 3667 | 3488 | 3461 | 3180 | 2907 | 2067 | 1734 | 1207 | 189.074 | 222.273 | 316.954 | 298.253 | 418.296 | 397.845 | 394.789 | 362.767 | 331.555 | 235.776 | 197.799 | 137.619 | 0 | 0 | 30712 | 30712 | 3503 | 2020 | solar PV | TRUE
61399 | N | . | Ashby Duffy CSG Solar Farm | LSE Cassiopeia LLC | 61028 | MA | NEW | NPCC |  | 22 | 2 | NAICS-22 Non-Cogen | PV | SUN | SUN | ISNE | A |  | 0 | 0 | 0 | 0 | 0 | 0 | 0 | 0 | 0 | 0 | 0 | 0 | 0 | 0 | 0 | 0 | 0 | 0 | 0 | 0 | 0 | 0 | 0 | 0 | 0 | 0 | 0 | 0 | 0 | 0 | 0 | 0 | 0 | 0 | 0 | 0 | 1344 | 1760 | 2678 | 2568 | 3620 | 3420 | 3368 | 3184 | 2764 | 2010 | 1437 | 1094 | 1344 | 1760 | 2678 | 2568 | 3620 | 3420 | 3368 | 3184 | 2764 | 2010 | 1437 | 1094 | 153.266 | 200.754 | 305.464 | 292.879 | 412.904 | 390.11 | 384.174 | 363.161 | 315.317 | 229.246 | 163.951 | 124.774 | 0 | 0 | 29247 | 29247 | 3336 | 2020 | solar PV | TRUE
61402 | N | . | Foard City Wind | Foard City Wind, LLC | 61037 | TX | WSC | TRE |  | 22 | 2 | NAICS-22 Non-Cogen | WT | WND | WND | ERCO | M |  | 0 | 0 | 0 | 0 | 0 | 0 | 0 | 0 | 0 | 0 | 0 | 0 | 0 | 0 | 0 | 0 | 0 | 0 | 0 | 0 | 0 | 0 | 0 | 0 | 0 | 0 | 0 | 0 | 0 | 0 | 0 | 0 | 0 | 0 | 0 | 0 | 973672 | 1024512 | 919071 | 1054802 | 908761 | 1160602 | 842439 | 786374 | 620265 | 995291 | 1077035 | 1054030 | 973672 | 1024512 | 919071 | 1054802 | 908761 | 1160602 | 842439 | 786374 | 620265 | 995291 | 1077035 | 1054030 | 111061 | 116860 | 104833 | 120315 | 103657 | 132383 | 96092 | 89697 | 70750 | 113527 | 122851 | 120227 | 0 | 0 | 11416854 | 11416854 | 1302253 | 2020 | onshore wind | TRUE
61403 | N | . | Deep Branch Farm | Deep Branch Farm, LLC | 61024 | NC | SAT | SERC |  | 22 | 2 | NAICS-22 Non-Cogen | PV | SUN | SUN | CPLE | A |  | 0 | 0 | 0 | 0 | 0 | 0 | 0 | 0 | 0 | 0 | 0 | 0 | 0 | 0 | 0 | 0 | 0 | 0 | 0 | 0 | 0 | 0 | 0 | 0 | 0 | 0 | 0 | 0 | 0 | 0 | 0 | 0 | 0 | 0 | 0 | 0 | 4523 | 4649 | 5946 | 8076 | 8083 | 7864 | 8796 | 7063 | 5982 | 6064 | 5072 | 4286 | 4523 | 4649 | 5946 | 8076 | 8083 | 7864 | 8796 | 7063 | 5982 | 6064 | 5072 | 4286 | 515.958 | 530.249 | 678.241 | 921.229 | 921.962 | 896.954 | 1003.311 | 805.617 | 682.291 | 691.724 | 578.533 | 488.931 | 0 | 0 | 76404 | 76404 | 8715 | 2020 | solar PV | TRUE
61404 | N | . | Pikeville Farm | Pikeville Farm, LLC | 61039 | NC | SAT | SERC |  | 22 | 2 | NAICS-22 Non-Cogen | PV | SUN | SUN | CPLE | A |  | 0 | 0 | 0 | 0 | 0 | 0 | 0 | 0 | 0 | 0 | 0 | 0 | 0 | 0 | 0 | 0 | 0 | 0 | 0 | 0 | 0 | 0 | 0 | 0 | 0 | 0 | 0 | 0 | 0 | 0 | 0 | 0 | 0 | 0 | 0 | 0 | 5212 | 5357 | 6852 | 9306 | 9314 | 9061 | 10135 | 8138 | 6892 | 6988 | 5844 | 4939 | 5212 | 5357 | 6852 | 9306 | 9314 | 9061 | 10135 | 8138 | 6892 | 6988 | 5844 | 4939 | 594.522 | 610.988 | 781.514 | 1061.501 | 1062.345 | 1033.53 | 1156.081 | 928.285 | 786.181 | 797.051 | 666.624 | 563.378 | 0 | 0 | 88038 | 88038 | 10042 | 2020 | solar PV | TRUE
61405 | N | . | Moorings Farm 2, LLC | Moorings Farm 2, LLC | 61040 | NC | SAT | SERC |  | 22 | 2 | NAICS-22 Non-Cogen | PV | SUN | SUN | CPLE | A |  | 0 | 0 | 0 | 0 | 0 | 0 | 0 | 0 | 0 | 0 | 0 | 0 | 0 | 0 | 0 | 0 | 0 | 0 | 0 | 0 | 0 | 0 | 0 | 0 | 0 | 0 | 0 | 0 | 0 | 0 | 0 | 0 | 0 | 0 | 0 | 0 | 4651 | 4780 | 6114 | 8304 | 8311 | 8086 | 9044 | 7262 | 6150 | 6236 | 5215 | 4407 | 4651 | 4780 | 6114 | 8304 | 8311 | 8086 | 9044 | 7262 | 6150 | 6236 | 5215 | 4407 | 530.521 | 545.217 | 697.386 | 947.233 | 947.986 | 922.272 | 1031.632 | 828.357 | 701.551 | 711.25 | 594.863 | 502.732 | 0 | 0 | 78560 | 78560 | 8961 | 2020 | solar PV | TRUE
61406 | N | . | Essex Solar Center | CD Arevon USA, Inc. | 61230 | VA | SAT | SERC |  | 22 | 2 | NAICS-22 Non-Cogen | PV | SUN | SUN | PJM | M |  | 0 | 0 | 0 | 0 | 0 | 0 | 0 | 0 | 0 | 0 | 0 | 0 | 0 | 0 | 0 | 0 | 0 | 0 | 0 | 0 | 0 | 0 | 0 | 0 | 0 | 0 | 0 | 0 | 0 | 0 | 0 | 0 | 0 | 0 | 0 | 0 | 18577 | 21076 | 27239 | 36392 | 38847 | 41450 | 44571 | 31824 | 26827 | 24276 | 19480 | 13782 | 18577 | 21076 | 27239 | 36392 | 38847 | 41450 | 44571 | 31824 | 26827 | 24276 | 19480 | 13782 | 2119 | 2404 | 3107 | 4151 | 4431 | 4728 | 5084 | 3630 | 3060 | 2769 | 2222 | 1572 | 0 | 0 | 344341 | 344341 | 39277 | 2020 | solar PV | TRUE
61407 | N | . | Cottonwood Wind Energy Center | Cottonwood Wind Project | 61042 | NE | WNC | MRO |  | 22 | 2 | NAICS-22 Non-Cogen | WT | WND | WND | SWPP | M |  | 0 | 0 | 0 | 0 | 0 | 0 | 0 | 0 | 0 | 0 | 0 | 0 | 0 | 0 | 0 | 0 | 0 | 0 | 0 | 0 | 0 | 0 | 0 | 0 | 0 | 0 | 0 | 0 | 0 | 0 | 0 | 0 | 0 | 0 | 0 | 0 | 300147 | 341650 | 309247 | 320372 | 301804 | 355782 | 245327 | 299270 | 317234 | 327596 | 344517 | 329613 | 300147 | 341650 | 309247 | 320372 | 301804 | 355782 | 245327 | 299270 | 317234 | 327596 | 344517 | 329613 | 34236 | 38970 | 35274 | 36543 | 34425 | 40582 | 27983 | 34136 | 36185 | 37367 | 39297 | 37597 | 0 | 0 | 3792559 | 3792559 | 432595 | 2020 | onshore wind | TRUE
61408 | N | . | Canis Minor Solar Farm | LSE Canis Minor LLC | 61043 | CT | NEW | NPCC |  | 22 | 2 | NAICS-22 Non-Cogen | PV | SUN | SUN | ISNE | A |  | 0 | 0 | 0 | 0 | 0 | 0 | 0 | 0 | 0 | 0 | 0 | 0 | 0 | 0 | 0 | 0 | 0 | 0 | 0 | 0 | 0 | 0 | 0 | 0 | 0 | 0 | 0 | 0 | 0 | 0 | 0 | 0 | 0 | 0 | 0 | 0 | 815 | 958 | 1367 | 1286 | 1804 | 1716 | 1702 | 1564 | 1430 | 1017 | 853 | 593 | 815 | 958 | 1367 | 1286 | 1804 | 1716 | 1702 | 1564 | 1430 | 1017 | 853 | 593 | 93 | 109.328 | 155.898 | 146.7 | 205.745 | 195.685 | 194.182 | 178.432 | 163.08 | 115.97 | 97.29 | 67.69 | 0 | 0 | 15105 | 15105 | 1723 | 2020 | solar PV | TRUE
61409 | N | . | Highway 56 Solar | Cypress Creek Renewables | 61060 | TX | WSC | TRE |  | 22 | 2 | NAICS-22 Non-Cogen | PV | SUN | SUN | ERCO | A |  | 0 | 0 | 0 | 0 | 0 | 0 | 0 | 0 | 0 | 0 | 0 | 0 | 0 | 0 | 0 | 0 | 0 | 0 | 0 | 0 | 0 | 0 | 0 | 0 | 0 | 0 | 0 | 0 | 0 | 0 | 0 | 0 | 0 | 0 | 0 | 0 | 3974 | 4704 | 4963 | 6406 | 8369 | 9037 | 9651 | 8585 | 6833 | 5668 | 4668 | 4293 | 3974 | 4704 | 4963 | 6406 | 8369 | 9037 | 9651 | 8585 | 6833 | 5668 | 4668 | 4293 | 453.241 | 536.53 | 566.136 | 730.697 | 954.609 | 1030.789 | 1100.782 | 979.198 | 779.371 | 646.503 | 532.431 | 489.713 | 0 | 0 | 77151 | 77151 | 8800 | 2020 | solar PV | TRUE
61410 | N | . | Whitesboro Solar | Cypress Creek Renewables | 61060 | TX | WSC | TRE |  | 22 | 2 | NAICS-22 Non-Cogen | PV | SUN | SUN | ERCO | A |  | 0 | 0 | 0 | 0 | 0 | 0 | 0 | 0 | 0 | 0 | 0 | 0 | 0 | 0 | 0 | 0 | 0 | 0 | 0 | 0 | 0 | 0 | 0 | 0 | 0 | 0 | 0 | 0 | 0 | 0 | 0 | 0 | 0 | 0 | 0 | 0 | 4680 | 5540 | 5845 | 7545 | 9856 | 10643 | 11366 | 10110 | 8047 | 6675 | 5497 | 5056 | 4680 | 5540 | 5845 | 7545 | 9856 | 10643 | 11366 | 10110 | 8047 | 6675 | 5497 | 5056 | 533.794 | 631.886 | 666.754 | 860.562 | 1124.268 | 1213.988 | 1296.421 | 1153.228 | 917.887 | 761.405 | 627.058 | 576.749 | 0 | 0 | 90860 | 90860 | 10364 | 2020 | solar PV | TRUE
61411 | N | . | Whitesboro Solar II | Cypress Creek Renewables | 61060 | TX | WSC | TRE |  | 22 | 2 | NAICS-22 Non-Cogen | PV | SUN | SUN | ERCO | A |  | 0 | 0 | 0 | 0 | 0 | 0 | 0 | 0 | 0 | 0 | 0 | 0 | 0 | 0 | 0 | 0 | 0 | 0 | 0 | 0 | 0 | 0 | 0 | 0 | 0 | 0 | 0 | 0 | 0 | 0 | 0 | 0 | 0 | 0 | 0 | 0 | 4211 | 4985 | 5260 | 6789 | 8869 | 9577 | 10227 | 9098 | 7241 | 6007 | 4947 | 4550 | 4211 | 4985 | 5260 | 6789 | 8869 | 9577 | 10227 | 9098 | 7241 | 6007 | 4947 | 4550 | 480.33 | 568.6 | 599.976 | 774.373 | 1011.668 | 1092.402 | 1166.579 | 1037.728 | 825.957 | 685.147 | 564.255 | 518.985 | 0 | 0 | 81761 | 81761 | 9326 | 2020 | solar PV | TRUE
61412 | N | . | Latitude Solar Center | CD Arevon USA, Inc. | 61230 | TN | ESC | SERC |  | 22 | 2 | NAICS-22 Non-Cogen | PV | SUN | SUN | TVA | A |  | 0 | 0 | 0 | 0 | 0 | 0 | 0 | 0 | 0 | 0 | 0 | 0 | 0 | 0 | 0 | 0 | 0 | 0 | 0 | 0 | 0 | 0 | 0 | 0 | 0 | 0 | 0 | 0 | 0 | 0 | 0 | 0 | 0 | 0 | 0 | 0 | 11895 | 14176 | 17370 | 27011 | 30714 | 31547 | 31354 | 27096 | 22504 | 20112 | 17402 | 13748 | 11895 | 14176 | 17370 | 27011 | 30714 | 31547 | 31354 | 27096 | 22504 | 20112 | 17402 | 13748 | 1356.738 | 1616.984 | 1981.33 | 3081.036 | 3503.386 | 3598.433 | 3576.398 | 3090.684 | 2566.855 | 2294.102 | 1984.903 | 1568.151 | 0 | 0 | 264929 | 264929 | 30219 | 2020 | solar PV | TRUE
61413 | N | . | NYC-HH - CONEY ISLAND HOSPITAL | NYC-HH Coney Island Hospital | 61049 | NY | MAT | NPCC |  | 622 | 4 | Commercial NAICS Non-Cogen | IC | DFO | DFO | NYIS | A | barrels | 9 | 7 | 6 | 4 | 8 | 3 | 6 | 2 | 6 | 3 | 8 | 10 | 9 | 7 | 6 | 4 | 8 | 3 | 6 | 2 | 6 | 3 | 8 | 10 | 5.5 | 5.5 | 5.5 | 5.5 | 5.5 | 5.5 | 5.5 | 5.5 | 5.5 | 5.5 | 5.5 | 5.5 | 50 | 39 | 33 | 22 | 44 | 17 | 33 | 11 | 33 | 17 | 44 | 55 | 50 | 39 | 33 | 22 | 44 | 17 | 33 | 11 | 33 | 17 | 44 | 55 | 6.165 | 4.621 | 3.913 | 2.781 | 5.879 | 2.437 | 4.053 | 1.64 | 4.263 | 2.437 | 5.899 | 6.912 | 72 | 72 | 398 | 398 | 51 | 2020 | petroleum | FALSE
61414 | N | . | NY Times Daily Production Facility | The NY Times Production Facility | 61050 | NY | MAT | NPCC |  | 323 | 6 | Industrial NAICS Non-Cogen | IC | DFO | DFO | NYIS | A | barrels | 38 | 28 | 24 | 17 | 36 | 15 | 25 | 10 | 26 | 15 | 36 | 42 | 38 | 28 | 24 | 17 | 36 | 15 | 25 | 10 | 26 | 15 | 36 | 42 | 5.5 | 5.5 | 5.5 | 5.5 | 5.5 | 5.5 | 5.5 | 5.5 | 5.5 | 5.5 | 5.5 | 5.5 | 209 | 154 | 132 | 94 | 198 | 83 | 138 | 55 | 143 | 83 | 198 | 231 | 209 | 154 | 132 | 94 | 198 | 83 | 138 | 55 | 143 | 83 | 198 | 231 | 18.733 | 14.045 | 11.894 | 8.451 | 17.868 | 7.407 | 12.319 | 4.985 | 12.956 | 7.407 | 17.927 | 21.008 | 312 | 312 | 1718 | 1718 | 155 | 2020 | petroleum | FALSE
61415 | N | . | West Boylston Community Shared Solar | Town of West Boylston - (MA) | 20326 | MA | NEW | NPCC |  | 22 | 1 | Electric Utility | PV | SUN | SUN | ISNE | A |  | 0 | 0 | 0 | 0 | 0 | 0 | 0 | 0 | 0 | 0 | 0 | 0 | 0 | 0 | 0 | 0 | 0 | 0 | 0 | 0 | 0 | 0 | 0 | 0 | 0 | 0 | 0 | 0 | 0 | 0 | 0 | 0 | 0 | 0 | 0 | 0 | 1017 | 1332 | 2027 | 1943 | 2740 | 2589 | 2549 | 2410 | 2092 | 1521 | 1088 | 828 | 1017 | 1332 | 2027 | 1943 | 2740 | 2589 | 2549 | 2410 | 2092 | 1521 | 1088 | 828 | 116.007 | 151.949 | 231.204 | 221.679 | 312.525 | 295.272 | 290.779 | 274.875 | 238.662 | 173.515 | 124.093 | 94.44 | 0 | 0 | 22136 | 22136 | 2525 | 2020 | solar PV | TRUE
61416 | N | . | Mount Sinai Hospital | Mount Sinai Hospital | 61053 | NY | MAT | NPCC |  | 622 | 4 | Commercial NAICS Non-Cogen | IC | DFO | DFO | NYIS | A | barrels | 29 | 21 | 17 | 12 | 26 | 11 | 18 | 7 | 19 | 11 | 26 | 31 | 29 | 21 | 17 | 12 | 26 | 11 | 18 | 7 | 19 | 11 | 26 | 31 | 5.5 | 5.5 | 5.5 | 5.5 | 5.5 | 5.5 | 5.5 | 5.5 | 5.5 | 5.5 | 5.5 | 5.5 | 160 | 116 | 94 | 66 | 143 | 61 | 99 | 39 | 105 | 61 | 143 | 171 | 160 | 116 | 94 | 66 | 143 | 61 | 99 | 39 | 105 | 61 | 143 | 171 | 19.941 | 14.951 | 12.661 | 8.996 | 19.021 | 7.885 | 13.114 | 5.307 | 13.792 | 7.885 | 19.084 | 22.363 | 228 | 228 | 1258 | 1258 | 165 | 2020 | petroleum | FALSE
61417 | N | . | Gopher Creek Wind Farm | Fluvanna Wind Energy 2 LLC | 61054 | TX | WSC | TRE |  | 22 | 2 | NAICS-22 Non-Cogen | WT | WND | WND | ERCO | M |  | 0 | 0 | 0 | 0 | 0 | 0 | 0 | 0 | 0 | 0 | 0 | 0 | 0 | 0 | 0 | 0 | 0 | 0 | 0 | 0 | 0 | 0 | 0 | 0 | 0 | 0 | 0 | 0 | 0 | 0 | 0 | 0 | 0 | 0 | 0 | 0 | 470858 | 485034 | 493345 | 502033 | 507574 | 566664 | 430451 | 431599 | 302646 | 544369 | 443224 | 500245 | 470858 | 485034 | 493345 | 502033 | 507574 | 566664 | 430451 | 431599 | 302646 | 544369 | 443224 | 500245 | 53708 | 55325 | 56273 | 57264 | 57896 | 64636 | 49099 | 49230 | 34521 | 62093 | 50556 | 57060 | 0 | 0 | 5678042 | 5678042 | 647661 | 2020 | onshore wind | TRUE
61418 | N | . | Valencia 1 Solar CA | ZGlobal Inc | 60059 | CA | PACC | WECC |  | 22 | 2 | NAICS-22 Non-Cogen | PV | SUN | SUN | IID | A |  | 0 | 0 | 0 | 0 | 0 | 0 | 0 | 0 | 0 | 0 | 0 | 0 | 0 | 0 | 0 | 0 | 0 | 0 | 0 | 0 | 0 | 0 | 0 | 0 | 0 | 0 | 0 | 0 | 0 | 0 | 0 | 0 | 0 | 0 | 0 | 0 | 3264 | 4424 | 4329 | 5456 | 7141 | 7111 | 8032 | 6654 | 5225 | 4829 | 3818 | 3023 | 3264 | 4424 | 4329 | 5456 | 7141 | 7111 | 8032 | 6654 | 5225 | 4829 | 3818 | 3023 | 372.282 | 504.646 | 493.826 | 622.36 | 814.514 | 811.093 | 916.143 | 758.999 | 595.964 | 550.866 | 435.5 | 344.807 | 0 | 0 | 63306 | 63306 | 7221 | 2020 | solar PV | TRUE
61419 | N | . | One Ten Partners PV | One Ten Partners, LLC | 61058 | CA | PACC | WECC |  | 22 | 2 | NAICS-22 Non-Cogen | PV | SUN | SUN | CISO | A |  | 0 | 0 | 0 | 0 | 0 | 0 | 0 | 0 | 0 | 0 | 0 | 0 | 0 | 0 | 0 | 0 | 0 | 0 | 0 | 0 | 0 | 0 | 0 | 0 | 0 | 0 | 0 | 0 | 0 | 0 | 0 | 0 | 0 | 0 | 0 | 0 | 2671 | 3621 | 3543 | 4466 | 5844 | 5820 | 6574 | 5446 | 4276 | 3953 | 3125 | 2474 | 2671 | 3621 | 3543 | 4466 | 5844 | 5820 | 6574 | 5446 | 4276 | 3953 | 3125 | 2474 | 304.693 | 413.025 | 404.17 | 509.368 | 666.636 | 663.836 | 749.814 | 621.2 | 487.765 | 450.854 | 356.433 | 282.206 | 0 | 0 | 51813 | 51813 | 5910 | 2020 | solar PV | TRUE
61420 | N | . | Merced 1 PV | ZGlobal Inc | 60059 | CA | PACC | WECC |  | 22 | 2 | NAICS-22 Non-Cogen | PV | SUN | SUN | CISO | A |  | 0 | 0 | 0 | 0 | 0 | 0 | 0 | 0 | 0 | 0 | 0 | 0 | 0 | 0 | 0 | 0 | 0 | 0 | 0 | 0 | 0 | 0 | 0 | 0 | 0 | 0 | 0 | 0 | 0 | 0 | 0 | 0 | 0 | 0 | 0 | 0 | 3029 | 4106 | 4018 | 5064 | 6628 | 6600 | 7455 | 6176 | 4849 | 4482 | 3544 | 2806 | 3029 | 4106 | 4018 | 5064 | 6628 | 6600 | 7455 | 6176 | 4849 | 4482 | 3544 | 2806 | 345.524 | 468.375 | 458.333 | 577.629 | 755.972 | 752.797 | 850.297 | 704.447 | 553.13 | 511.273 | 404.199 | 320.024 | 0 | 0 | 58757 | 58757 | 6702 | 2020 | solar PV | TRUE
61421 | N | . | Madera 1 PV | ZGlobal Inc | 60059 | CA | PACC | WECC |  | 22 | 2 | NAICS-22 Non-Cogen | PV | SUN | SUN | CISO | A |  | 0 | 0 | 0 | 0 | 0 | 0 | 0 | 0 | 0 | 0 | 0 | 0 | 0 | 0 | 0 | 0 | 0 | 0 | 0 | 0 | 0 | 0 | 0 | 0 | 0 | 0 | 0 | 0 | 0 | 0 | 0 | 0 | 0 | 0 | 0 | 0 | 1249 | 1693 | 1657 | 2088 | 2732 | 2721 | 3073 | 2546 | 1999 | 1848 | 1461 | 1157 | 1249 | 1693 | 1657 | 2088 | 2732 | 2721 | 3073 | 2546 | 1999 | 1848 | 1461 | 1157 | 142.447 | 193.095 | 188.955 | 238.136 | 311.661 | 310.352 | 350.547 | 290.419 | 228.036 | 210.78 | 166.637 | 131.935 | 0 | 0 | 24224 | 24224 | 2763 | 2020 | solar PV | TRUE
61422 | N | . | Southampton Solar, LLC | Dominion Renewable Energy | 58468 | VA | SAT | SERC |  | 22 | 2 | NAICS-22 Non-Cogen | PV | SUN | SUN | PJM | M |  | 0 | 0 | 0 | 0 | 0 | 0 | 0 | 0 | 0 | 0 | 0 | 0 | 0 | 0 | 0 | 0 | 0 | 0 | 0 | 0 | 0 | 0 | 0 | 0 | 0 | 0 | 0 | 0 | 0 | 0 | 0 | 0 | 0 | 0 | 0 | 0 | 99567 | 103416 | 144480 | 191918 | 184835 | 203009 | 237998 | 154387 | 120345 | 136353 | 94780 | 73424 | 99567 | 103416 | 144480 | 191918 | 184835 | 203009 | 237998 | 154387 | 120345 | 136353 | 94780 | 73424 | 11357 | 11796 | 16480 | 21891 | 21083 | 23156 | 27147 | 17610 | 13727 | 15553 | 10811 | 8375 | 0 | 0 | 1744512 | 1744512 | 198986 | 2020 | solar PV | TRUE
61423 | N | . | OR Solar 5, LLC | Heelstone Energy Holdings, LLC | 59462 | OR | PACC | WECC |  | 22 | 2 | NAICS-22 Non-Cogen | PV | SUN | SUN | PACW | A |  | 0 | 0 | 0 | 0 | 0 | 0 | 0 | 0 | 0 | 0 | 0 | 0 | 0 | 0 | 0 | 0 | 0 | 0 | 0 | 0 | 0 | 0 | 0 | 0 | 0 | 0 | 0 | 0 | 0 | 0 | 0 | 0 | 0 | 0 | 0 | 0 | 4433 | 11502 | 13195 | 19282 | 19019 | 21403 | 23364 | 20086 | 15436 | 13527 | 6690 | 5483 | 4433 | 11502 | 13195 | 19282 | 19019 | 21403 | 23364 | 20086 | 15436 | 13527 | 6690 | 5483 | 505.615 | 1312.003 | 1505.12 | 2199.434 | 2169.33 | 2441.307 | 2664.964 | 2291.111 | 1760.682 | 1542.914 | 763.086 | 625.434 | 0 | 0 | 173420 | 173420 | 19781 | 2020 | solar PV | TRUE
61424 | N | . | OR Solar 8, LLC | Heelstone Energy Holdings, LLC | 59462 | OR | PACC | WECC |  | 22 | 2 | NAICS-22 Non-Cogen | PV | SUN | SUN | PACW | A |  | 0 | 0 | 0 | 0 | 0 | 0 | 0 | 0 | 0 | 0 | 0 | 0 | 0 | 0 | 0 | 0 | 0 | 0 | 0 | 0 | 0 | 0 | 0 | 0 | 0 | 0 | 0 | 0 | 0 | 0 | 0 | 0 | 0 | 0 | 0 | 0 | 6014 | 15606 | 17903 | 26162 | 25803 | 29039 | 31699 | 27252 | 20943 | 18352 | 9077 | 7439 | 6014 | 15606 | 17903 | 26162 | 25803 | 29039 | 31699 | 27252 | 20943 | 18352 | 9077 | 7439 | 685.998 | 1780.069 | 2042.081 | 2984.096 | 2943.252 | 3312.259 | 3615.708 | 3108.48 | 2388.816 | 2093.359 | 1035.321 | 848.561 | 0 | 0 | 235289 | 235289 | 26838 | 2020 | solar PV | TRUE
61425 | N | . | Coyote Ridge Community Solar | Poudre Valley REA, Inc | 15257 | CO | MTN | WECC |  | 22 | 1 | Electric Utility | PV | SUN | SUN | WACM | A |  | 0 | 0 | 0 | 0 | 0 | 0 | 0 | 0 | 0 | 0 | 0 | 0 | 0 | 0 | 0 | 0 | 0 | 0 | 0 | 0 | 0 | 0 | 0 | 0 | 0 | 0 | 0 | 0 | 0 | 0 | 0 | 0 | 0 | 0 | 0 | 0 | 1548 | 1631 | 2498 | 2792 | 3242 | 3143 | 3258 | 2655 | 2588 | 1950 | 1680 | 1270 | 1548 | 1631 | 2498 | 2792 | 3242 | 3143 | 3258 | 2655 | 2588 | 1950 | 1680 | 1270 | 176.596 | 186.026 | 284.981 | 318.495 | 369.838 | 358.553 | 371.61 | 302.87 | 295.17 | 222.403 | 191.65 | 144.808 | 0 | 0 | 28255 | 28255 | 3223 | 2020 | solar PV | TRUE
61426 | N | . | Gopher CSG | SoCore Energy LLC | 60520 | MN | WNC | MRO |  | 22 | 2 | NAICS-22 Non-Cogen | PV | SUN | SUN | MISO | A |  | 0 | 0 | 0 | 0 | 0 | 0 | 0 | 0 | 0 | 0 | 0 | 0 | 0 | 0 | 0 | 0 | 0 | 0 | 0 | 0 | 0 | 0 | 0 | 0 | 0 | 0 | 0 | 0 | 0 | 0 | 0 | 0 | 0 | 0 | 0 | 0 | 2325 | 5155 | 6255 | 8269 | 8602 | 9323 | 8990 | 8902 | 6277 | 4698 | 3595 | 2251 | 2325 | 5155 | 6255 | 8269 | 8602 | 9323 | 8990 | 8902 | 6277 | 4698 | 3595 | 2251 | 265.155 | 588.022 | 713.44 | 943.22 | 981.142 | 1063.449 | 1025.451 | 1015.397 | 716.035 | 535.853 | 410.086 | 256.75 | 0 | 0 | 74642 | 74642 | 8514 | 2020 | solar PV | TRUE
61427 | N | . | Richmond CSG | SoCore Energy LLC | 60520 | MN | WNC | MRO |  | 22 | 2 | NAICS-22 Non-Cogen | PV | SUN | SUN | MISO | A |  | 0 | 0 | 0 | 0 | 0 | 0 | 0 | 0 | 0 | 0 | 0 | 0 | 0 | 0 | 0 | 0 | 0 | 0 | 0 | 0 | 0 | 0 | 0 | 0 | 0 | 0 | 0 | 0 | 0 | 0 | 0 | 0 | 0 | 0 | 0 | 0 | 2512 | 5571 | 6759 | 8936 | 9296 | 10076 | 9716 | 9620 | 6784 | 5077 | 3885 | 2433 | 2512 | 5571 | 6759 | 8936 | 9296 | 10076 | 9716 | 9620 | 6784 | 5077 | 3885 | 2433 | 286.551 | 635.469 | 771.008 | 1019.329 | 1060.311 | 1149.259 | 1108.196 | 1097.33 | 773.812 | 579.092 | 443.176 | 277.467 | 0 | 0 | 80665 | 80665 | 9201 | 2020 | solar PV | TRUE
61428 | N | . | Taylors Falls CSG | SoCore Energy LLC | 60520 | MN | WNC | MRO |  | 22 | 2 | NAICS-22 Non-Cogen | PV | SUN | SUN | MISO | A |  | 0 | 0 | 0 | 0 | 0 | 0 | 0 | 0 | 0 | 0 | 0 | 0 | 0 | 0 | 0 | 0 | 0 | 0 | 0 | 0 | 0 | 0 | 0 | 0 | 0 | 0 | 0 | 0 | 0 | 0 | 0 | 0 | 0 | 0 | 0 | 0 | 2244 | 4977 | 6039 | 7984 | 8305 | 9001 | 8680 | 8595 | 6061 | 4536 | 3471 | 2173 | 2244 | 4977 | 6039 | 7984 | 8305 | 9001 | 8680 | 8595 | 6061 | 4536 | 3471 | 2173 | 256 | 567.716 | 688.804 | 910.649 | 947.262 | 1026.726 | 990.041 | 980.334 | 691.309 | 517.35 | 395.925 | 247.884 | 0 | 0 | 72066 | 72066 | 8220 | 2020 | solar PV | TRUE
61429 | N | . | Big George PV CSG | Altus Power America Management, LLC | 60281 | MA | NEW | NPCC |  | 22 | 2 | NAICS-22 Non-Cogen | PV | SUN | SUN | ISNE | A |  | 0 | 0 | 0 | 0 | 0 | 0 | 0 | 0 | 0 | 0 | 0 | 0 | 0 | 0 | 0 | 0 | 0 | 0 | 0 | 0 | 0 | 0 | 0 | 0 | 0 | 0 | 0 | 0 | 0 | 0 | 0 | 0 | 0 | 0 | 0 | 0 | 594 | 778 | 1183 | 1135 | 1599 | 1511 | 1488 | 1407 | 1221 | 888 | 635 | 483 | 594 | 778 | 1183 | 1135 | 1599 | 1511 | 1488 | 1407 | 1221 | 888 | 635 | 483 | 67.72 | 88.702 | 134.968 | 129.408 | 182.44 | 172.369 | 169.746 | 160.461 | 139.322 | 101.292 | 72.441 | 55.131 | 0 | 0 | 12922 | 12922 | 1474 | 2020 | solar PV | TRUE
61430 | N | . | OR Solar 6, LLC | Heelstone Energy Holdings, LLC | 59462 | OR | PACC | WECC |  | 22 | 2 | NAICS-22 Non-Cogen | PV | SUN | SUN | PACW | A |  | 0 | 0 | 0 | 0 | 0 | 0 | 0 | 0 | 0 | 0 | 0 | 0 | 0 | 0 | 0 | 0 | 0 | 0 | 0 | 0 | 0 | 0 | 0 | 0 | 0 | 0 | 0 | 0 | 0 | 0 | 0 | 0 | 0 | 0 | 0 | 0 | 5382 | 13966 | 16022 | 23413 | 23092 | 25987 | 28368 | 24389 | 18742 | 16424 | 8123 | 6658 | 5382 | 13966 | 16022 | 23413 | 23092 | 25987 | 28368 | 24389 | 18742 | 16424 | 8123 | 6658 | 613.914 | 1593.029 | 1827.51 | 2670.543 | 2633.99 | 2964.224 | 3235.788 | 2781.857 | 2137.812 | 1873.399 | 926.535 | 759.399 | 0 | 0 | 210566 | 210566 | 24018 | 2020 | solar PV | TRUE
61431 | N | . | Beacon BESS 1 | Los Angeles Department of Water & Power | 11208 | CA | PACC | WECC |  | 22 | 1 | Electric Utility | BA | MWH | OTH | LDWP | M | megawatthours | 0 | 0 | 0 | 23 | 62 | 205 | 314 | 349 | 256 | 241 | 315 | 269 | 0 | 0 | 0 | 23 | 62 | 205 | 314 | 349 | 256 | 241 | 315 | 269 | 0 | 0 | 0 | 0 | 0 | 0 | 0 | 0 | 0 | 0 | 0 | 0 | 0 | 0 | 0 | 0 | 0 | 0 | 0 | 0 | 0 | 0 | 0 | 0 | 0 | 0 | 0 | 0 | 0 | 0 | 0 | 0 | 0 | 0 | 0 | 0 | 0 | 0 | 0 | -23 | -62 | -87 | -140 | -134 | -110 | -81 | -78 | -83 | 2034 | 2034 | 0 | 0 | -798 | 2020 | other | TRUE
61432 | N | . | SCE&G Curie CSG | Cypress Creek Renewables | 61060 | SC | SAT | SERC |  | 22 | 2 | NAICS-22 Non-Cogen | PV | SUN | SUN | SCEG | A |  | 0 | 0 | 0 | 0 | 0 | 0 | 0 | 0 | 0 | 0 | 0 | 0 | 0 | 0 | 0 | 0 | 0 | 0 | 0 | 0 | 0 | 0 | 0 | 0 | 0 | 0 | 0 | 0 | 0 | 0 | 0 | 0 | 0 | 0 | 0 | 0 | 1845 | 1945 | 2484 | 3168 | 3507 | 3073 | 3491 | 2929 | 2480 | 2454 | 1944 | 1838 | 1845 | 1945 | 2484 | 3168 | 3507 | 3073 | 3491 | 2929 | 2480 | 2454 | 1944 | 1838 | 210.403 | 221.804 | 283.357 | 361.393 | 399.992 | 350.525 | 398.208 | 334.12 | 282.864 | 279.928 | 221.774 | 209.632 | 0 | 0 | 31158 | 31158 | 3554 | 2020 | solar PV | TRUE
61433 | N | . | SCE&G Nimitz CSG | Cypress Creek Renewables | 61060 | SC | SAT | SERC |  | 22 | 2 | NAICS-22 Non-Cogen | PV | SUN | SUN | SCEG | A |  | 0 | 0 | 0 | 0 | 0 | 0 | 0 | 0 | 0 | 0 | 0 | 0 | 0 | 0 | 0 | 0 | 0 | 0 | 0 | 0 | 0 | 0 | 0 | 0 | 0 | 0 | 0 | 0 | 0 | 0 | 0 | 0 | 0 | 0 | 0 | 0 | 8417 | 8873 | 11335 | 14456 | 16000 | 14022 | 15929 | 13365 | 11315 | 11198 | 8871 | 8386 | 8417 | 8873 | 11335 | 14456 | 16000 | 14022 | 15929 | 13365 | 11315 | 11198 | 8871 | 8386 | 960.021 | 1012.037 | 1292.886 | 1648.944 | 1825.062 | 1599.356 | 1816.92 | 1524.505 | 1290.637 | 1277.239 | 1011.897 | 956.496 | 0 | 0 | 142167 | 142167 | 16216 | 2020 | solar PV | TRUE
61434 | N | . | SCE&G Springfield CSG | Cypress Creek Renewables | 61060 | SC | SAT | SERC |  | 22 | 2 | NAICS-22 Non-Cogen | PV | SUN | SUN | SCEG | A |  | 0 | 0 | 0 | 0 | 0 | 0 | 0 | 0 | 0 | 0 | 0 | 0 | 0 | 0 | 0 | 0 | 0 | 0 | 0 | 0 | 0 | 0 | 0 | 0 | 0 | 0 | 0 | 0 | 0 | 0 | 0 | 0 | 0 | 0 | 0 | 0 | 5977 | 6301 | 8050 | 10266 | 11363 | 9958 | 11312 | 9492 | 8035 | 7952 | 6300 | 5955 | 5977 | 6301 | 8050 | 10266 | 11363 | 9958 | 11312 | 9492 | 8035 | 7952 | 6300 | 5955 | 681.77 | 718.711 | 918.16 | 1171.019 | 1296.091 | 1135.803 | 1290.309 | 1082.647 | 916.562 | 907.048 | 718.612 | 679.268 | 0 | 0 | 100961 | 100961 | 11516 | 2020 | solar PV | TRUE
61435 | N | . | DG AMP Solar Coldwater | DG AMP Solar, LLC | 60370 | MI | ENC | RFC |  | 22 | 2 | NAICS-22 Non-Cogen | PV | SUN | SUN | MISO | A |  | 0 | 0 | 0 | 0 | 0 | 0 | 0 | 0 | 0 | 0 | 0 | 0 | 0 | 0 | 0 | 0 | 0 | 0 | 0 | 0 | 0 | 0 | 0 | 0 | 0 | 0 | 0 | 0 | 0 | 0 | 0 | 0 | 0 | 0 | 0 | 0 | 627 | 932 | 1370 | 1681 | 1982 | 2437 | 2341 | 2201 | 1723 | 1361 | 925 | 673 | 627 | 932 | 1370 | 1681 | 1982 | 2437 | 2341 | 2201 | 1723 | 1361 | 925 | 673 | 71.55 | 106.256 | 156.266 | 191.798 | 226.1 | 277.981 | 267.061 | 251.063 | 196.482 | 155.221 | 105.501 | 76.721 | 0 | 0 | 18253 | 18253 | 2082 | 2020 | solar PV | TRUE
61436 | N | . | DG AMP Solar Orrville 3 | DG AMP Solar, LLC | 60370 | OH | ENC | RFC |  | 22 | 2 | NAICS-22 Non-Cogen | PV | SUN | SUN | PJM | A |  | 0 | 0 | 0 | 0 | 0 | 0 | 0 | 0 | 0 | 0 | 0 | 0 | 0 | 0 | 0 | 0 | 0 | 0 | 0 | 0 | 0 | 0 | 0 | 0 | 0 | 0 | 0 | 0 | 0 | 0 | 0 | 0 | 0 | 0 | 0 | 0 | 838 | 1593 | 1753 | 2559 | 2989 | 3914 | 3823 | 3631 | 2983 | 1954 | 1694 | 851 | 838 | 1593 | 1753 | 2559 | 2989 | 3914 | 3823 | 3631 | 2983 | 1954 | 1694 | 851 | 95.582 | 181.652 | 199.999 | 291.844 | 340.881 | 446.43 | 436.124 | 414.153 | 340.201 | 222.875 | 193.204 | 97.055 | 0 | 0 | 28582 | 28582 | 3260 | 2020 | solar PV | TRUE
61437 | N | . | DG AMP Solar Versailles | DG AMP Solar, LLC | 60370 | OH | ENC | RFC |  | 22 | 2 | NAICS-22 Non-Cogen | PV | SUN | SUN | PJM | A |  | 0 | 0 | 0 | 0 | 0 | 0 | 0 | 0 | 0 | 0 | 0 | 0 | 0 | 0 | 0 | 0 | 0 | 0 | 0 | 0 | 0 | 0 | 0 | 0 | 0 | 0 | 0 | 0 | 0 | 0 | 0 | 0 | 0 | 0 | 0 | 0 | 709 | 1347 | 1483 | 2165 | 2528 | 3311 | 3235 | 3072 | 2523 | 1653 | 1433 | 720 | 709 | 1347 | 1483 | 2165 | 2528 | 3311 | 3235 | 3072 | 2523 | 1653 | 1433 | 720 | 80.863 | 153.68 | 169.201 | 246.904 | 288.389 | 377.685 | 368.966 | 350.379 | 287.815 | 188.555 | 163.453 | 82.11 | 0 | 0 | 24179 | 24179 | 2758 | 2020 | solar PV | TRUE
61438 | N | . | DG AMP Solar Jackson Center | DG AMP Solar, LLC | 60370 | OH | ENC | RFC |  | 22 | 2 | NAICS-22 Non-Cogen | PV | SUN | SUN | PJM | A |  | 0 | 0 | 0 | 0 | 0 | 0 | 0 | 0 | 0 | 0 | 0 | 0 | 0 | 0 | 0 | 0 | 0 | 0 | 0 | 0 | 0 | 0 | 0 | 0 | 0 | 0 | 0 | 0 | 0 | 0 | 0 | 0 | 0 | 0 | 0 | 0 | 715 | 1358 | 1495 | 2182 | 2548 | 3338 | 3261 | 3096 | 2543 | 1666 | 1444 | 726 | 715 | 1358 | 1495 | 2182 | 2548 | 3338 | 3261 | 3096 | 2543 | 1666 | 1444 | 726 | 81.509 | 154.906 | 170.551 | 248.873 | 290.69 | 380.698 | 371.909 | 353.174 | 290.11 | 190.059 | 164.756 | 82.765 | 0 | 0 | 24372 | 24372 | 2780 | 2020 | solar PV | TRUE
61439 | N | . | Panasonic Carport Solar Hybrid | Public Service Co of Colorado | 15466 | CO | MTN | WECC |  | 22 | 1 | Electric Utility | BA | MWH | OTH | PSCO | A | megawatthours | 140 | 152 | 148 | 138 | 101 | 86 | 119 | 121 | 111 | 143 | 132 | 159 | 140 | 152 | 148 | 138 | 101 | 86 | 119 | 121 | 111 | 143 | 132 | 159 | 0 | 0 | 0 | 0 | 0 | 0 | 0 | 0 | 0 | 0 | 0 | 0 | 0 | 0 | 0 | 0 | 0 | 0 | 0 | 0 | 0 | 0 | 0 | 0 | 0 | 0 | 0 | 0 | 0 | 0 | 0 | 0 | 0 | 0 | 0 | 0 | 9.297 | 10.09 | 9.817 | 9.183 | 6.698 | 5.74 | 7.933 | 8.021 | 7.365 | 9.499 | 8.792 | 10.565 | 1550 | 1550 | 0 | 0 | 103 | 2020 | other | TRUE
61439 | N | . | Panasonic Carport Solar Hybrid | Public Service Co of Colorado | 15466 | CO | MTN | WECC |  | 22 | 1 | Electric Utility | PV | SUN | SUN | PSCO | A |  | 0 | 0 | 0 | 0 | 0 | 0 | 0 | 0 | 0 | 0 | 0 | 0 | 0 | 0 | 0 | 0 | 0 | 0 | 0 | 0 | 0 | 0 | 0 | 0 | 0 | 0 | 0 | 0 | 0 | 0 | 0 | 0 | 0 | 0 | 0 | 0 | 1040 | 1096 | 1679 | 1877 | 2179 | 2113 | 2189 | 1784 | 1739 | 1310 | 1129 | 853 | 1040 | 1096 | 1679 | 1877 | 2179 | 2113 | 2189 | 1784 | 1739 | 1310 | 1129 | 853 | 118.679 | 125.018 | 191.52 | 214.043 | 248.548 | 240.964 | 249.739 | 203.542 | 198.368 | 149.465 | 128.797 | 97.317 | 0 | 0 | 18988 | 18988 | 2166 | 2020 | solar PV | TRUE
61441 | N | . | Denver Braswell PV | IGS ORIX Solar I, LLC | 61077 | GA | SAT | SERC |  | 22 | 2 | NAICS-22 Non-Cogen | PV | SUN | SUN | SOCO | A |  | 0 | 0 | 0 | 0 | 0 | 0 | 0 | 0 | 0 | 0 | 0 | 0 | 0 | 0 | 0 | 0 | 0 | 0 | 0 | 0 | 0 | 0 | 0 | 0 | 0 | 0 | 0 | 0 | 0 | 0 | 0 | 0 | 0 | 0 | 0 | 0 | 1351 | 1392 | 1914 | 2339 | 2706 | 2294 | 2484 | 2261 | 1783 | 1819 | 1513 | 1456 | 1351 | 1392 | 1914 | 2339 | 2706 | 2294 | 2484 | 2261 | 1783 | 1819 | 1513 | 1456 | 154.125 | 158.796 | 218.327 | 266.797 | 308.642 | 261.616 | 283.308 | 257.902 | 203.336 | 207.519 | 172.571 | 166.061 | 0 | 0 | 23312 | 23312 | 2659 | 2020 | solar PV | TRUE
61442 | N | . | Foundation California Training Facility | Foundation CA Fund IX Manager, LLC | 61070 | CA | PACC | WECC |  | 22 | 2 | NAICS-22 Non-Cogen | WT | WND | WND | CISO | A |  | 0 | 0 | 0 | 0 | 0 | 0 | 0 | 0 | 0 | 0 | 0 | 0 | 0 | 0 | 0 | 0 | 0 | 0 | 0 | 0 | 0 | 0 | 0 | 0 | 0 | 0 | 0 | 0 | 0 | 0 | 0 | 0 | 0 | 0 | 0 | 0 | 2469 | 2531 | 3668 | 4946 | 5047 | 5597 | 5495 | 4682 | 2592 | 2824 | 2161 | 2122 | 2469 | 2531 | 3668 | 4946 | 5047 | 5597 | 5495 | 4682 | 2592 | 2824 | 2161 | 2122 | 281.592 | 288.652 | 418.441 | 564.15 | 575.65 | 638.397 | 626.801 | 534.021 | 295.636 | 322.104 | 246.495 | 242.061 | 0 | 0 | 44134 | 44134 | 5034 | 2020 | onshore wind | TRUE
61443 | N | . | Foundation Mann Packing | Foundation CA Fund IX Manager, LLC | 61070 | CA | PACC | WECC |  | 22 | 2 | NAICS-22 Non-Cogen | WT | WND | WND | CISO | A |  | 0 | 0 | 0 | 0 | 0 | 0 | 0 | 0 | 0 | 0 | 0 | 0 | 0 | 0 | 0 | 0 | 0 | 0 | 0 | 0 | 0 | 0 | 0 | 0 | 0 | 0 | 0 | 0 | 0 | 0 | 0 | 0 | 0 | 0 | 0 | 0 | 2515 | 2578 | 3738 | 5039 | 5142 | 5702 | 5599 | 4770 | 2641 | 2877 | 2202 | 2162 | 2515 | 2578 | 3738 | 5039 | 5142 | 5702 | 5599 | 4770 | 2641 | 2877 | 2202 | 2162 | 286.908 | 294.099 | 426.337 | 574.796 | 586.514 | 650.444 | 638.629 | 544.099 | 301.215 | 328.183 | 251.147 | 246.629 | 0 | 0 | 44965 | 44965 | 5129 | 2020 | onshore wind | TRUE
61444 | N | . | Foundation SaIinas Valley State Prison | Foundation CA Fund IX Manager, LLC | 61070 | CA | PACC | WECC |  | 22 | 2 | NAICS-22 Non-Cogen | WT | WND | WND | CISO | A |  | 0 | 0 | 0 | 0 | 0 | 0 | 0 | 0 | 0 | 0 | 0 | 0 | 0 | 0 | 0 | 0 | 0 | 0 | 0 | 0 | 0 | 0 | 0 | 0 | 0 | 0 | 0 | 0 | 0 | 0 | 0 | 0 | 0 | 0 | 0 | 0 | 2329 | 2388 | 3462 | 4667 | 4762 | 5281 | 5185 | 4418 | 2446 | 2665 | 2039 | 2002 | 2329 | 2388 | 3462 | 4667 | 4762 | 5281 | 5185 | 4418 | 2446 | 2665 | 2039 | 2002 | 265.706 | 272.367 | 394.834 | 532.323 | 543.174 | 602.381 | 591.439 | 503.894 | 278.957 | 303.932 | 232.588 | 228.405 | 0 | 0 | 41644 | 41644 | 4750 | 2020 | onshore wind | TRUE
61445 | N | . | Gaskell West 1 Solar Facility | Southern Power Co | 17650 | CA | PACC | WECC |  | 22 | 2 | NAICS-22 Non-Cogen | PV | SUN | SUN | CISO | A |  | 0 | 0 | 0 | 0 | 0 | 0 | 0 | 0 | 0 | 0 | 0 | 0 | 0 | 0 | 0 | 0 | 0 | 0 | 0 | 0 | 0 | 0 | 0 | 0 | 0 | 0 | 0 | 0 | 0 | 0 | 0 | 0 | 0 | 0 | 0 | 0 | 24119 | 32694 | 31993 | 40321 | 52770 | 52548 | 59354 | 49173 | 38611 | 35689 | 28215 | 22339 | 24119 | 32694 | 31993 | 40321 | 52770 | 52548 | 59354 | 49173 | 38611 | 35689 | 28215 | 22339 | 2751.098 | 3729.249 | 3649.296 | 4599.14 | 6019.122 | 5993.844 | 6770.147 | 5608.88 | 4404.077 | 4070.808 | 3218.273 | 2548.066 | 0 | 0 | 467826 | 467826 | 53362 | 2020 | solar PV | TRUE
61450 | N | . | Farmington Solar Farm | MC Power Companies Inc | 58822 | MO | WNC | SERC |  | 22 | 2 | NAICS-22 Non-Cogen | PV | SUN | SUN | MISO | A |  | 0 | 0 | 0 | 0 | 0 | 0 | 0 | 0 | 0 | 0 | 0 | 0 | 0 | 0 | 0 | 0 | 0 | 0 | 0 | 0 | 0 | 0 | 0 | 0 | 0 | 0 | 0 | 0 | 0 | 0 | 0 | 0 | 0 | 0 | 0 | 0 | 1613 | 2422 | 2789 | 3258 | 3029 | 3894 | 3778 | 3888 | 3366 | 2662 | 2503 | 2191 | 1613 | 2422 | 2789 | 3258 | 3029 | 3894 | 3778 | 3888 | 3366 | 2662 | 2503 | 2191 | 183.941 | 276.216 | 318.103 | 371.627 | 345.523 | 444.171 | 430.917 | 443.463 | 383.97 | 303.635 | 285.524 | 249.91 | 0 | 0 | 35393 | 35393 | 4037 | 2020 | solar PV | TRUE
61451 | N | . | Northfield Holdco CSG | Northfield Holdco LLC | 61071 | MN | WNC | MRO |  | 22 | 2 | NAICS-22 Non-Cogen | PV | SUN | SUN | MISO | A |  | 0 | 0 | 0 | 0 | 0 | 0 | 0 | 0 | 0 | 0 | 0 | 0 | 0 | 0 | 0 | 0 | 0 | 0 | 0 | 0 | 0 | 0 | 0 | 0 | 0 | 0 | 0 | 0 | 0 | 0 | 0 | 0 | 0 | 0 | 0 | 0 | 2268 | 5030 | 6103 | 8069 | 8394 | 9098 | 8773 | 8687 | 6126 | 4584 | 3508 | 2196 | 2268 | 5030 | 6103 | 8069 | 8394 | 9098 | 8773 | 8687 | 6126 | 4584 | 3508 | 2196 | 258.741 | 573.794 | 696.178 | 920.398 | 957.403 | 1037.718 | 1000.64 | 990.829 | 698.71 | 522.888 | 400.164 | 250.537 | 0 | 0 | 72836 | 72836 | 8308 | 2020 | solar PV | TRUE
61452 | N | . | Waterford Holdco CSG | Waterford Holdco LLC | 61072 | MN | WNC | MRO |  | 22 | 2 | NAICS-22 Non-Cogen | PV | SUN | SUN | MISO | A |  | 0 | 0 | 0 | 0 | 0 | 0 | 0 | 0 | 0 | 0 | 0 | 0 | 0 | 0 | 0 | 0 | 0 | 0 | 0 | 0 | 0 | 0 | 0 | 0 | 0 | 0 | 0 | 0 | 0 | 0 | 0 | 0 | 0 | 0 | 0 | 0 | 1361 | 3018 | 3662 | 4842 | 5036 | 5459 | 5264 | 5212 | 3676 | 2751 | 2105 | 1318 | 1361 | 3018 | 3662 | 4842 | 5036 | 5459 | 5264 | 5212 | 3676 | 2751 | 2105 | 1318 | 155.252 | 344.29 | 417.723 | 552.261 | 574.465 | 622.656 | 600.408 | 594.521 | 419.243 | 313.745 | 240.108 | 150.328 | 0 | 0 | 43704 | 43704 | 4985 | 2020 | solar PV | TRUE
61453 | N | . | B.R. Corcoran CSG | Minnesota Solar CSG 19, LLC | 61075 | MN | WNC | MRO |  | 22 | 2 | NAICS-22 Non-Cogen | PV | SUN | SUN | MISO | A |  | 0 | 0 | 0 | 0 | 0 | 0 | 0 | 0 | 0 | 0 | 0 | 0 | 0 | 0 | 0 | 0 | 0 | 0 | 0 | 0 | 0 | 0 | 0 | 0 | 0 | 0 | 0 | 0 | 0 | 0 | 0 | 0 | 0 | 0 | 0 | 0 | 2394 | 5308 | 6441 | 8515 | 8857 | 9600 | 9257 | 9167 | 6464 | 4837 | 3702 | 2318 | 2394 | 5308 | 6441 | 8515 | 8857 | 9600 | 9257 | 9167 | 6464 | 4837 | 3702 | 2318 | 273.037 | 605.495 | 734.64 | 971.248 | 1010.297 | 1095.05 | 1055.923 | 1045.57 | 737.312 | 551.777 | 422.272 | 264.379 | 0 | 0 | 76860 | 76860 | 8767 | 2020 | solar PV | TRUE
61454 | N | . | B.R. Sartell CSG | Minnesota Solar CSG 21, LLC | 61074 | MN | WNC | MRO |  | 22 | 2 | NAICS-22 Non-Cogen | PV | SUN | SUN | MISO | A |  | 0 | 0 | 0 | 0 | 0 | 0 | 0 | 0 | 0 | 0 | 0 | 0 | 0 | 0 | 0 | 0 | 0 | 0 | 0 | 0 | 0 | 0 | 0 | 0 | 0 | 0 | 0 | 0 | 0 | 0 | 0 | 0 | 0 | 0 | 0 | 0 | 1317 | 2921 | 3544 | 4685 | 4874 | 5283 | 5094 | 5044 | 3557 | 2662 | 2037 | 1275 | 1317 | 2921 | 3544 | 4685 | 4874 | 5283 | 5094 | 5044 | 3557 | 2662 | 2037 | 1275 | 150.238 | 333.171 | 404.232 | 534.425 | 555.911 | 602.546 | 581.017 | 575.32 | 405.702 | 303.612 | 232.353 | 145.473 | 0 | 0 | 42293 | 42293 | 4824 | 2020 | solar PV | TRUE
61455 | N | . | B.R. Sauk Rapids CSG | Minnesota Solar CSG 9, LLC | 61073 | MN | WNC | MRO |  | 22 | 2 | NAICS-22 Non-Cogen | PV | SUN | SUN | MISO | A |  | 0 | 0 | 0 | 0 | 0 | 0 | 0 | 0 | 0 | 0 | 0 | 0 | 0 | 0 | 0 | 0 | 0 | 0 | 0 | 0 | 0 | 0 | 0 | 0 | 0 | 0 | 0 | 0 | 0 | 0 | 0 | 0 | 0 | 0 | 0 | 0 | 2099 | 4655 | 5648 | 7467 | 7767 | 8419 | 8118 | 8038 | 5668 | 4242 | 3246 | 2033 | 2099 | 4655 | 5648 | 7467 | 7767 | 8419 | 8118 | 8038 | 5668 | 4242 | 3246 | 2033 | 239.432 | 530.974 | 644.224 | 851.712 | 885.955 | 960.276 | 925.965 | 916.886 | 646.567 | 483.867 | 370.301 | 231.841 | 0 | 0 | 67400 | 67400 | 7688 | 2020 | solar PV | TRUE
61456 | N | . | Montgomery Winsted CSG | Minnesota Solar CSG 4, LLC | 61076 | MN | WNC | MRO |  | 22 | 2 | NAICS-22 Non-Cogen | PV | SUN | SUN | MISO | A |  | 0 | 0 | 0 | 0 | 0 | 0 | 0 | 0 | 0 | 0 | 0 | 0 | 0 | 0 | 0 | 0 | 0 | 0 | 0 | 0 | 0 | 0 | 0 | 0 | 0 | 0 | 0 | 0 | 0 | 0 | 0 | 0 | 0 | 0 | 0 | 0 | 1368 | 3034 | 3681 | 4866 | 5062 | 5486 | 5290 | 5238 | 3694 | 2764 | 2116 | 1325 | 1368 | 3034 | 3681 | 4866 | 5062 | 5486 | 5290 | 5238 | 3694 | 2764 | 2116 | 1325 | 156.03 | 346.017 | 419.818 | 555.031 | 577.346 | 625.778 | 603.419 | 597.503 | 421.345 | 315.319 | 241.312 | 151.082 | 0 | 0 | 43924 | 43924 | 5010 | 2020 | solar PV | TRUE
61457 | N | . | Palmer Solar Center | CD Arevon USA, Inc. | 61230 | VA | SAT | SERC |  | 22 | 2 | NAICS-22 Non-Cogen | PV | SUN | SUN | PJM | M |  | 0 | 0 | 0 | 0 | 0 | 0 | 0 | 0 | 0 | 0 | 0 | 0 | 0 | 0 | 0 | 0 | 0 | 0 | 0 | 0 | 0 | 0 | 0 | 0 | 0 | 0 | 0 | 0 | 0 | 0 | 0 | 0 | 0 | 0 | 0 | 0 | 4603 | 5865 | 7110 | 9600 | 5663 | 10818 | 12624 | 9214 | 8460 | 7233 | 6049 | 4559 | 4603 | 5865 | 7110 | 9600 | 5663 | 10818 | 12624 | 9214 | 8460 | 7233 | 6049 | 4559 | 525 | 669 | 811 | 1095 | 646 | 1234 | 1440 | 1051 | 965 | 825 | 690 | 520 | 0 | 0 | 91798 | 91798 | 10471 | 2020 | solar PV | TRUE
61458 | N | . | Martin Solar Center | CD Arevon USA, Inc. | 61230 | VA | SAT | SERC |  | 22 | 2 | NAICS-22 Non-Cogen | PV | SUN | SUN | PJM | M |  | 0 | 0 | 0 | 0 | 0 | 0 | 0 | 0 | 0 | 0 | 0 | 0 | 0 | 0 | 0 | 0 | 0 | 0 | 0 | 0 | 0 | 0 | 0 | 0 | 0 | 0 | 0 | 0 | 0 | 0 | 0 | 0 | 0 | 0 | 0 | 0 | 5076 | 5418 | 6496 | 7943 | 5313 | 8136 | 9582 | 7610 | 6970 | 6444 | 6233 | 4883 | 5076 | 5418 | 6496 | 7943 | 5313 | 8136 | 9582 | 7610 | 6970 | 6444 | 6233 | 4883 | 579 | 618 | 741 | 906 | 606 | 928 | 1093 | 868 | 795 | 735 | 711 | 557 | 0 | 0 | 80104 | 80104 | 9137 | 2020 | solar PV | TRUE
61459 | N | . | Georgia Power at Swainsboro | Constellation Solar Georgia 2, LLC | 61032 | GA | SAT | SERC |  | 22 | 2 | NAICS-22 Non-Cogen | PV | SUN | SUN | SOCO | A |  | 0 | 0 | 0 | 0 | 0 | 0 | 0 | 0 | 0 | 0 | 0 | 0 | 0 | 0 | 0 | 0 | 0 | 0 | 0 | 0 | 0 | 0 | 0 | 0 | 0 | 0 | 0 | 0 | 0 | 0 | 0 | 0 | 0 | 0 | 0 | 0 | 3032 | 3124 | 4295 | 5249 | 6072 | 5147 | 5574 | 5074 | 4000 | 4083 | 3395 | 3267 | 3032 | 3124 | 4295 | 5249 | 6072 | 5147 | 5574 | 5074 | 4000 | 4083 | 3395 | 3267 | 345.867 | 356.351 | 489.943 | 598.713 | 692.617 | 587.086 | 635.764 | 578.752 | 456.302 | 465.689 | 387.262 | 372.654 | 0 | 0 | 52312 | 52312 | 5967 | 2020 | solar PV | TRUE
61460 | N | . | IOS - MEW Phase 1 | IGS ORIX Solar I, LLC | 61077 | ME | NEW | NPCC |  | 22 | 2 | NAICS-22 Non-Cogen | PV | SUN | SUN | ISNE | A |  | 0 | 0 | 0 | 0 | 0 | 0 | 0 | 0 | 0 | 0 | 0 | 0 | 0 | 0 | 0 | 0 | 0 | 0 | 0 | 0 | 0 | 0 | 0 | 0 | 0 | 0 | 0 | 0 | 0 | 0 | 0 | 0 | 0 | 0 | 0 | 0 | 1340 | 1843 | 2957 | 2934 | 4144 | 3980 | 3983 | 3458 | 3137 | 2209 | 1660 | 1038 | 1340 | 1843 | 2957 | 2934 | 4144 | 3980 | 3983 | 3458 | 3137 | 2209 | 1660 | 1038 | 152.855 | 210.172 | 337.25 | 334.663 | 472.734 | 453.993 | 454.321 | 394.458 | 357.853 | 251.938 | 189.392 | 118.371 | 0 | 0 | 32683 | 32683 | 3728 | 2020 | solar PV | TRUE
61461 | N | . | North Smithfield Solar Power 1 | AEP Onsite Partners, LLC | 60571 | RI | NEW | NPCC |  | 22 | 2 | NAICS-22 Non-Cogen | PV | SUN | SUN | ISNE | A |  | 0 | 0 | 0 | 0 | 0 | 0 | 0 | 0 | 0 | 0 | 0 | 0 | 0 | 0 | 0 | 0 | 0 | 0 | 0 | 0 | 0 | 0 | 0 | 0 | 0 | 0 | 0 | 0 | 0 | 0 | 0 | 0 | 0 | 0 | 0 | 0 | 426 | 585 | 939 | 932 | 1316 | 1264 | 1265 | 1098 | 996 | 701 | 527 | 330 | 426 | 585 | 939 | 932 | 1316 | 1264 | 1265 | 1098 | 996 | 701 | 527 | 330 | 48.544 | 66.75 | 107.11 | 106.288 | 150.139 | 144.187 | 144.291 | 125.279 | 113.653 | 80.015 | 60.15 | 37.594 | 0 | 0 | 10379 | 10379 | 1184 | 2020 | solar PV | TRUE
61462 | N | . | SR Platte Solar Farm | SR Platte | 61081 | CO | MTN | WECC |  | 22 | 2 | NAICS-22 Non-Cogen | PV | SUN | SUN | PSCO | A |  | 0 | 0 | 0 | 0 | 0 | 0 | 0 | 0 | 0 | 0 | 0 | 0 | 0 | 0 | 0 | 0 | 0 | 0 | 0 | 0 | 0 | 0 | 0 | 0 | 0 | 0 | 0 | 0 | 0 | 0 | 0 | 0 | 0 | 0 | 0 | 0 | 17789 | 18739 | 28707 | 32084 | 37256 | 36119 | 37434 | 30510 | 29734 | 22404 | 19306 | 14587 | 17789 | 18739 | 28707 | 32084 | 37256 | 36119 | 37434 | 30510 | 29734 | 22404 | 19306 | 14587 | 2029.127 | 2137.481 | 3274.492 | 3659.577 | 4249.526 | 4119.86 | 4269.886 | 3480.044 | 3391.573 | 2555.459 | 2202.103 | 1663.872 | 0 | 0 | 324669 | 324669 | 37033 | 2020 | solar PV | TRUE
61463 | N | . | Vandenberg Solar Project | Goldman Sachs Renewable Power Group | 61944 | CA | PACC | WECC |  | 22 | 2 | NAICS-22 Non-Cogen | PV | SUN | SUN | CISO | A |  | 0 | 0 | 0 | 0 | 0 | 0 | 0 | 0 | 0 | 0 | 0 | 0 | 0 | 0 | 0 | 0 | 0 | 0 | 0 | 0 | 0 | 0 | 0 | 0 | 0 | 0 | 0 | 0 | 0 | 0 | 0 | 0 | 0 | 0 | 0 | 0 | 18945 | 25681 | 25130 | 31671 | 41450 | 41276 | 46622 | 38625 | 30328 | 28033 | 22162 | 17547 | 18945 | 25681 | 25130 | 31671 | 41450 | 41276 | 46622 | 38625 | 30328 | 28033 | 22162 | 17547 | 2160.945 | 2929.265 | 2866.464 | 3612.551 | 4727.924 | 4708.069 | 5317.842 | 4405.685 | 3459.333 | 3197.555 | 2527.902 | 2001.465 | 0 | 0 | 367470 | 367470 | 41915 | 2020 | solar PV | TRUE
61464 | N | . | CoreSite Real Estate 2972 Stender, L.P. | CoreSite Real Estate 2972 Stender, L.P. | 61078 | CA | PACC | WECC |  | 22 | 2 | NAICS-22 Non-Cogen | IC | DFO | DFO | CISO | A | barrels | 18 | 17 | 16 | 13 | 19 | 16 | 23 | 22 | 19 | 21 | 20 | 16 | 18 | 17 | 16 | 13 | 19 | 16 | 23 | 22 | 19 | 21 | 20 | 16 | 5.8 | 5.8 | 5.8 | 5.8 | 5.8 | 5.8 | 5.8 | 5.8 | 5.8 | 5.8 | 5.8 | 5.8 | 104 | 99 | 93 | 75 | 110 | 93 | 133 | 128 | 110 | 122 | 116 | 93 | 104 | 99 | 93 | 75 | 110 | 93 | 133 | 128 | 110 | 122 | 116 | 93 | 0 | 0 | 0 | 0 | 0 | 0 | 0 | 0 | 0 | 0 | 0 | 0 | 220 | 220 | 1276 | 1276 | 0 | 2020 | petroleum | TRUE
61465 | N | . | IGS Solar I - BWI2 | IGS ORIX Solar I, LLC | 61077 | MD | SAT | RFC |  | 22 | 2 | NAICS-22 Non-Cogen | PV | SUN | SUN | PJM | A |  | 0 | 0 | 0 | 0 | 0 | 0 | 0 | 0 | 0 | 0 | 0 | 0 | 0 | 0 | 0 | 0 | 0 | 0 | 0 | 0 | 0 | 0 | 0 | 0 | 0 | 0 | 0 | 0 | 0 | 0 | 0 | 0 | 0 | 0 | 0 | 0 | 1312 | 1490 | 1893 | 2123 | 2427 | 2615 | 2599 | 2166 | 1922 | 1650 | 1490 | 1098 | 1312 | 1490 | 1893 | 2123 | 2427 | 2615 | 2599 | 2166 | 1922 | 1650 | 1490 | 1098 | 149.619 | 169.951 | 215.903 | 242.191 | 276.855 | 298.32 | 296.396 | 247.104 | 219.265 | 188.178 | 169.94 | 125.278 | 0 | 0 | 22785 | 22785 | 2599 | 2020 | solar PV | TRUE
61466 | N | . | IOS - ERW9 | IGS ORIX Solar I, LLC | 61077 | NJ | MAT | RFC |  | 22 | 2 | NAICS-22 Non-Cogen | PV | SUN | SUN | PJM | A |  | 0 | 0 | 0 | 0 | 0 | 0 | 0 | 0 | 0 | 0 | 0 | 0 | 0 | 0 | 0 | 0 | 0 | 0 | 0 | 0 | 0 | 0 | 0 | 0 | 0 | 0 | 0 | 0 | 0 | 0 | 0 | 0 | 0 | 0 | 0 | 0 | 3795 | 4264 | 6107 | 6350 | 8311 | 8724 | 8217 | 7099 | 6523 | 4711 | 4322 | 2994 | 3795 | 4264 | 6107 | 6350 | 8311 | 8724 | 8217 | 7099 | 6523 | 4711 | 4322 | 2994 | 432.873 | 486.334 | 696.542 | 724.327 | 947.949 | 995.088 | 937.218 | 809.79 | 744.064 | 537.305 | 493.041 | 341.469 | 0 | 0 | 71417 | 71417 | 8146 | 2020 | solar PV | TRUE
61467 | N | . | City of Lexington | IGS ORIX Solar I, LLC | 61077 | NE | WNC | MRO |  | 22 | 2 | NAICS-22 Non-Cogen | PV | SUN | SUN | SWPP | A |  | 0 | 0 | 0 | 0 | 0 | 0 | 0 | 0 | 0 | 0 | 0 | 0 | 0 | 0 | 0 | 0 | 0 | 0 | 0 | 0 | 0 | 0 | 0 | 0 | 0 | 0 | 0 | 0 | 0 | 0 | 0 | 0 | 0 | 0 | 0 | 0 | 2001 | 4212 | 5076 | 6652 | 6818 | 7542 | 7281 | 7229 | 5206 | 3907 | 3073 | 2064 | 2001 | 4212 | 5076 | 6652 | 6818 | 7542 | 7281 | 7229 | 5206 | 3907 | 3073 | 2064 | 228.235 | 480.439 | 578.981 | 758.746 | 777.7 | 860.288 | 830.519 | 824.626 | 593.857 | 445.675 | 350.529 | 235.405 | 0 | 0 | 61061 | 61061 | 6965 | 2020 | solar PV | TRUE
61468 | N | . | Valdosta Prison | IGS ORIX Solar I, LLC | 61077 | GA | SAT | SERC |  | 22 | 2 | NAICS-22 Non-Cogen | PV | SUN | SUN | SOCO | A |  | 0 | 0 | 0 | 0 | 0 | 0 | 0 | 0 | 0 | 0 | 0 | 0 | 0 | 0 | 0 | 0 | 0 | 0 | 0 | 0 | 0 | 0 | 0 | 0 | 0 | 0 | 0 | 0 | 0 | 0 | 0 | 0 | 0 | 0 | 0 | 0 | 1018 | 1049 | 1442 | 1762 | 2038 | 1728 | 1871 | 1703 | 1343 | 1370 | 1140 | 1097 | 1018 | 1049 | 1442 | 1762 | 2038 | 1728 | 1871 | 1703 | 1343 | 1370 | 1140 | 1097 | 116.101 | 119.62 | 164.464 | 200.976 | 232.497 | 197.073 | 213.413 | 194.275 | 153.171 | 156.322 | 129.996 | 125.092 | 0 | 0 | 17561 | 17561 | 2003 | 2020 | solar PV | TRUE
61469 | N | . | Lichtenthal | AES Distributed Energy | 61012 | NY | MAT | NPCC |  | 22 | 2 | NAICS-22 Non-Cogen | PV | SUN | SUN | NYIS | A |  | 0 | 0 | 0 | 0 | 0 | 0 | 0 | 0 | 0 | 0 | 0 | 0 | 0 | 0 | 0 | 0 | 0 | 0 | 0 | 0 | 0 | 0 | 0 | 0 | 0 | 0 | 0 | 0 | 0 | 0 | 0 | 0 | 0 | 0 | 0 | 0 | 1227 | 1370 | 1980 | 1986 | 2607 | 2621 | 2493 | 2117 | 2082 | 1478 | 1361 | 921 | 1227 | 1370 | 1980 | 1986 | 2607 | 2621 | 2493 | 2117 | 2082 | 1478 | 1361 | 921 | 139.918 | 156.212 | 225.869 | 226.487 | 297.421 | 298.993 | 284.368 | 241.449 | 237.449 | 168.578 | 155.244 | 105.012 | 0 | 0 | 22243 | 22243 | 2537 | 2020 | solar PV | TRUE
61470 | N | . | Call Farms 1 | AES Distributed Energy | 61012 | NY | MAT | NPCC |  | 22 | 2 | NAICS-22 Non-Cogen | PV | SUN | SUN | NYIS | A |  | 0 | 0 | 0 | 0 | 0 | 0 | 0 | 0 | 0 | 0 | 0 | 0 | 0 | 0 | 0 | 0 | 0 | 0 | 0 | 0 | 0 | 0 | 0 | 0 | 0 | 0 | 0 | 0 | 0 | 0 | 0 | 0 | 0 | 0 | 0 | 0 | 1593 | 1778 | 2571 | 2578 | 3386 | 3403 | 3237 | 2748 | 2703 | 1919 | 1767 | 1195 | 1593 | 1778 | 2571 | 2578 | 3386 | 3403 | 3237 | 2748 | 2703 | 1919 | 1767 | 1195 | 181.668 | 202.824 | 293.265 | 294.067 | 386.167 | 388.208 | 369.219 | 313.493 | 308.299 | 218.878 | 201.566 | 136.346 | 0 | 0 | 28878 | 28878 | 3294 | 2020 | solar PV | TRUE
61471 | N | . | Call Farms 3 | AES Distributed Energy | 61012 | NY | MAT | NPCC |  | 22 | 2 | NAICS-22 Non-Cogen | PV | SUN | SUN | NYIS | A |  | 0 | 0 | 0 | 0 | 0 | 0 | 0 | 0 | 0 | 0 | 0 | 0 | 0 | 0 | 0 | 0 | 0 | 0 | 0 | 0 | 0 | 0 | 0 | 0 | 0 | 0 | 0 | 0 | 0 | 0 | 0 | 0 | 0 | 0 | 0 | 0 | 1489 | 1663 | 2404 | 2411 | 3166 | 3182 | 3027 | 2570 | 2527 | 1794 | 1652 | 1118 | 1489 | 1663 | 2404 | 2411 | 3166 | 3182 | 3027 | 2570 | 2527 | 1794 | 1652 | 1118 | 169.865 | 189.647 | 274.213 | 274.963 | 361.079 | 362.987 | 345.232 | 293.126 | 288.27 | 204.659 | 188.471 | 127.488 | 0 | 0 | 27003 | 27003 | 3080 | 2020 | solar PV | TRUE
61472 | N | . | San Luis Solar Garden | San Luis Solar Garden LLC | 61090 | CO | MTN | WECC |  | 22 | 2 | NAICS-22 Non-Cogen | PV | SUN | SUN | PSCO | A |  | 0 | 0 | 0 | 0 | 0 | 0 | 0 | 0 | 0 | 0 | 0 | 0 | 0 | 0 | 0 | 0 | 0 | 0 | 0 | 0 | 0 | 0 | 0 | 0 | 0 | 0 | 0 | 0 | 0 | 0 | 0 | 0 | 0 | 0 | 0 | 0 | 1609 | 1695 | 2596 | 2901 | 3369 | 3266 | 3385 | 2759 | 2689 | 2026 | 1746 | 1319 | 1609 | 1695 | 2596 | 2901 | 3369 | 3266 | 3385 | 2759 | 2689 | 2026 | 1746 | 1319 | 183.499 | 193.299 | 296.122 | 330.946 | 384.297 | 372.571 | 386.138 | 314.71 | 306.71 | 231.097 | 199.142 | 150.469 | 0 | 0 | 29360 | 29360 | 3349 | 2020 | solar PV | TRUE
61473 | N | . | Hopewell Valley High School Hybrid | Hopewell Valley High School | 61091 | NJ | MAT | RFC |  | 22 | 1 | Electric Utility | BA | MWH | OTH | PJM | A | megawatthours | 0 | 0 | 0 | 0 | 0 | 0 | 0 | 0 | 0 | 0 | 0 | 0 | 0 | 0 | 0 | 0 | 0 | 0 | 0 | 0 | 0 | 0 | 0 | 0 | 0 | 0 | 0 | 0 | 0 | 0 | 0 | 0 | 0 | 0 | 0 | 0 | 0 | 0 | 0 | 0 | 0 | 0 | 0 | 0 | 0 | 0 | 0 | 0 | 0 | 0 | 0 | 0 | 0 | 0 | 0 | 0 | 0 | 0 | 0 | 0 | 0 | 0 | 0 | 0 | 0 | 0 | 0 | 0 | 0 | 0 | 0 | 0 | 0 | 0 | 0 | 0 | 0 | 2020 | other | TRUE
61473 | N | . | Hopewell Valley High School Hybrid | Hopewell Valley High School | 61091 | NJ | MAT | RFC |  | 22 | 1 | Electric Utility | PV | SUN | SUN | PJM | A |  | 0 | 0 | 0 | 0 | 0 | 0 | 0 | 0 | 0 | 0 | 0 | 0 | 0 | 0 | 0 | 0 | 0 | 0 | 0 | 0 | 0 | 0 | 0 | 0 | 0 | 0 | 0 | 0 | 0 | 0 | 0 | 0 | 0 | 0 | 0 | 0 | 356 | 400 | 573 | 596 | 779 | 818 | 771 | 666 | 612 | 442 | 405 | 281 | 356 | 400 | 573 | 596 | 779 | 818 | 771 | 666 | 612 | 442 | 405 | 281 | 40.598 | 45.612 | 65.328 | 67.933 | 88.907 | 93.328 | 87.9 | 75.949 | 69.785 | 50.393 | 46.241 | 32.026 | 0 | 0 | 6699 | 6699 | 764 | 2020 | solar PV | TRUE
61474 | N | . | CoreSite Real Estate 55 S. Market Street | CoreSite Real Estate 55 S. Market Street, LLC | 61088 | CA | PACC | WECC |  | 53 | 4 | Commercial NAICS Non-Cogen | IC | DFO | DFO | CISO | A | barrels | 3 | 3 | 3 | 2 | 3 | 3 | 4 | 4 | 3 | 4 | 4 | 3 | 3 | 3 | 3 | 2 | 3 | 3 | 4 | 4 | 3 | 4 | 4 | 3 | 5.8 | 5.8 | 5.8 | 5.8 | 5.8 | 5.8 | 5.8 | 5.8 | 5.8 | 5.8 | 5.8 | 5.8 | 17 | 17 | 17 | 12 | 17 | 17 | 23 | 23 | 17 | 23 | 23 | 17 | 17 | 17 | 17 | 12 | 17 | 17 | 23 | 23 | 17 | 23 | 23 | 17 | 0 | 0 | 0 | 0 | 0 | 0 | 0 | 0 | 0 | 0 | 0 | 0 | 39 | 39 | 223 | 223 | 0 | 2020 | petroleum | FALSE
61475 | N | . | CoreSite Real Estate 1656 McCarthy, L.P. | CoreSite Real Estate 1656 McCarthy, L.P. | 61089 | CA | PACC | WECC |  | 53 | 4 | Commercial NAICS Non-Cogen | IC | DFO | DFO | CISO | A | barrels | 18 | 17 | 16 | 13 | 19 | 16 | 23 | 22 | 19 | 20 | 20 | 16 | 18 | 17 | 16 | 13 | 19 | 16 | 23 | 22 | 19 | 20 | 20 | 16 | 5.8 | 5.8 | 5.8 | 5.8 | 5.8 | 5.8 | 5.8 | 5.8 | 5.8 | 5.8 | 5.8 | 5.8 | 104 | 99 | 93 | 75 | 110 | 93 | 133 | 128 | 110 | 116 | 116 | 93 | 104 | 99 | 93 | 75 | 110 | 93 | 133 | 128 | 110 | 116 | 116 | 93 | 0 | 0 | 0 | 0 | 0 | 0 | 0 | 0 | 0 | 0 | 0 | 0 | 219 | 219 | 1270 | 1270 | 0 | 2020 | petroleum | FALSE
61476 | N | . | CoreSite Real Estate 2901 Coronado, L.P. | CoreSite Real Estate 2901 Coronado, L.P. | 61086 | CA | PACC | WECC |  | 53 | 4 | Commercial NAICS Non-Cogen | IC | DFO | DFO | CISO | A | barrels | 6 | 8 | 8 | 6 | 9 | 8 | 11 | 10 | 9 | 9 | 9 | 8 | 6 | 8 | 8 | 6 | 9 | 8 | 11 | 10 | 9 | 9 | 9 | 8 | 5.8 | 5.8 | 5.8 | 5.8 | 5.8 | 5.8 | 5.8 | 5.8 | 5.8 | 5.8 | 5.8 | 5.8 | 35 | 46 | 46 | 35 | 52 | 46 | 64 | 58 | 52 | 52 | 52 | 46 | 35 | 46 | 46 | 35 | 52 | 46 | 64 | 58 | 52 | 52 | 52 | 46 | 0 | 0 | 0 | 0 | 0 | 0 | 0 | 0 | 0 | 0 | 0 | 0 | 101 | 101 | 584 | 584 | 0 | 2020 | petroleum | FALSE
61478 | N | . | SunE Feely 1 CSG, LLC | Ecoplexus, Inc | 58970 | MN | WNC | MRO |  | 22 | 2 | NAICS-22 Non-Cogen | PV | SUN | SUN | MISO | A |  | 0 | 0 | 0 | 0 | 0 | 0 | 0 | 0 | 0 | 0 | 0 | 0 | 0 | 0 | 0 | 0 | 0 | 0 | 0 | 0 | 0 | 0 | 0 | 0 | 0 | 0 | 0 | 0 | 0 | 0 | 0 | 0 | 0 | 0 | 0 | 0 | 2330 | 5167 | 6269 | 8289 | 8622 | 9345 | 9011 | 8923 | 6292 | 4709 | 3604 | 2256 | 2330 | 5167 | 6269 | 8289 | 8622 | 9345 | 9011 | 8923 | 6292 | 4709 | 3604 | 2256 | 265.779 | 589.403 | 715.116 | 945.435 | 983.447 | 1065.947 | 1027.86 | 1017.782 | 717.717 | 537.112 | 411.049 | 257.353 | 0 | 0 | 74817 | 74817 | 8534 | 2020 | solar PV | TRUE
61482 | N | . | CoreSite Real Estate 3032 Coronado, L.P. | CoreSite Real Estate 3032 Coronado, L.P. | 61087 | CA | PACC | WECC |  | 53 | 4 | Commercial NAICS Non-Cogen | IC | DFO | DFO | CISO | A | barrels | 31 | 30 | 29 | 23 | 33 | 29 | 40 | 39 | 33 | 36 | 36 | 29 | 31 | 30 | 29 | 23 | 33 | 29 | 40 | 39 | 33 | 36 | 36 | 29 | 5.8 | 5.8 | 5.8 | 5.8 | 5.8 | 5.8 | 5.8 | 5.8 | 5.8 | 5.8 | 5.8 | 5.8 | 180 | 174 | 168 | 133 | 191 | 168 | 232 | 226 | 191 | 209 | 209 | 168 | 180 | 174 | 168 | 133 | 191 | 168 | 232 | 226 | 191 | 209 | 209 | 168 | 0 | 0 | 0 | 0 | 0 | 0 | 0 | 0 | 0 | 0 | 0 | 0 | 388 | 388 | 2249 | 2249 | 0 | 2020 | petroleum | FALSE
61483 | N | . | Cottage Grove CSG, LLC | Ecoplexus, Inc | 58970 | MN | WNC | MRO |  | 22 | 2 | NAICS-22 Non-Cogen | PV | SUN | SUN | MISO | A |  | 0 | 0 | 0 | 0 | 0 | 0 | 0 | 0 | 0 | 0 | 0 | 0 | 0 | 0 | 0 | 0 | 0 | 0 | 0 | 0 | 0 | 0 | 0 | 0 | 0 | 0 | 0 | 0 | 0 | 0 | 0 | 0 | 0 | 0 | 0 | 0 | 2027 | 4495 | 5453 | 7210 | 7499 | 8129 | 7838 | 7761 | 5473 | 4096 | 3135 | 1962 | 2027 | 4495 | 5453 | 7210 | 7499 | 8129 | 7838 | 7761 | 5473 | 4096 | 3135 | 1962 | 231.179 | 512.671 | 622.018 | 822.354 | 855.417 | 927.176 | 894.048 | 885.282 | 624.281 | 467.188 | 357.537 | 223.849 | 0 | 0 | 65078 | 65078 | 7423 | 2020 | solar PV | TRUE
61484 | N | . | Fox CSG, LLC | Ecoplexus, Inc | 58970 | MN | WNC | MRO |  | 22 | 2 | NAICS-22 Non-Cogen | PV | SUN | SUN | MISO | A |  | 0 | 0 | 0 | 0 | 0 | 0 | 0 | 0 | 0 | 0 | 0 | 0 | 0 | 0 | 0 | 0 | 0 | 0 | 0 | 0 | 0 | 0 | 0 | 0 | 0 | 0 | 0 | 0 | 0 | 0 | 0 | 0 | 0 | 0 | 0 | 0 | 2230 | 4946 | 6001 | 7933 | 8252 | 8944 | 8625 | 8540 | 6022 | 4507 | 3449 | 2159 | 2230 | 4946 | 6001 | 7933 | 8252 | 8944 | 8625 | 8540 | 6022 | 4507 | 3449 | 2159 | 254.383 | 564.125 | 684.446 | 904.888 | 941.269 | 1020.231 | 983.778 | 974.132 | 686.936 | 514.077 | 393.42 | 246.315 | 0 | 0 | 71608 | 71608 | 8168 | 2020 | solar PV | TRUE
61485 | N | . | SunE Stolee CSG, LLC | Ecoplexus, Inc | 58970 | MN | WNC | MRO |  | 22 | 2 | NAICS-22 Non-Cogen | PV | SUN | SUN | MISO | A |  | 0 | 0 | 0 | 0 | 0 | 0 | 0 | 0 | 0 | 0 | 0 | 0 | 0 | 0 | 0 | 0 | 0 | 0 | 0 | 0 | 0 | 0 | 0 | 0 | 0 | 0 | 0 | 0 | 0 | 0 | 0 | 0 | 0 | 0 | 0 | 0 | 1445 | 3205 | 3888 | 5141 | 5348 | 5796 | 5589 | 5534 | 3903 | 2921 | 2235 | 1399 | 1445 | 3205 | 3888 | 5141 | 5348 | 5796 | 5589 | 5534 | 3903 | 2921 | 2235 | 1399 | 164.842 | 365.562 | 443.533 | 586.383 | 609.958 | 661.127 | 637.505 | 631.254 | 445.146 | 333.13 | 254.943 | 159.617 | 0 | 0 | 46404 | 46404 | 5293 | 2020 | solar PV | TRUE
61486 | N | . | Wyoming 2 CSG, LLC | Ecoplexus, Inc | 58970 | MN | WNC | MRO |  | 22 | 2 | NAICS-22 Non-Cogen | PV | SUN | SUN | MISO | A |  | 0 | 0 | 0 | 0 | 0 | 0 | 0 | 0 | 0 | 0 | 0 | 0 | 0 | 0 | 0 | 0 | 0 | 0 | 0 | 0 | 0 | 0 | 0 | 0 | 0 | 0 | 0 | 0 | 0 | 0 | 0 | 0 | 0 | 0 | 0 | 0 | 2312 | 5127 | 6221 | 8225 | 8555 | 9273 | 8942 | 8854 | 6244 | 4672 | 3576 | 2239 | 2312 | 5127 | 6221 | 8225 | 8555 | 9273 | 8942 | 8854 | 6244 | 4672 | 3576 | 2239 | 263.725 | 584.845 | 709.585 | 938.123 | 975.841 | 1057.703 | 1019.911 | 1009.911 | 712.166 | 532.958 | 407.87 | 255.362 | 0 | 0 | 74240 | 74240 | 8468 | 2020 | solar PV | TRUE
61487 | N | . | SL Babylon | SL Babylon, LLC | 61093 | NY | MAT | NPCC |  | 22 | 2 | NAICS-22 Non-Cogen | PV | SUN | SUN | NYIS | A |  | 0 | 0 | 0 | 0 | 0 | 0 | 0 | 0 | 0 | 0 | 0 | 0 | 0 | 0 | 0 | 0 | 0 | 0 | 0 | 0 | 0 | 0 | 0 | 0 | 0 | 0 | 0 | 0 | 0 | 0 | 0 | 0 | 0 | 0 | 0 | 0 | 5967 | 6662 | 9632 | 9659 | 12684 | 12751 | 12127 | 10297 | 10126 | 7189 | 6621 | 4478 | 5967 | 6662 | 9632 | 9659 | 12684 | 12751 | 12127 | 10297 | 10126 | 7189 | 6621 | 4478 | 680.616 | 759.881 | 1098.721 | 1101.725 | 1446.778 | 1454.425 | 1383.284 | 1174.504 | 1155.046 | 820.03 | 755.17 | 510.82 | 0 | 0 | 108193 | 108193 | 12341 | 2020 | solar PV | TRUE
61488 | Y | . | NYU LANGONE HEALTH | NYU LANGONE HEALTH | 61094 | NY | MAT | NPCC |  | 622 | 5 | Commercial NAICS Cogen | GT | NG | NG | NYIS | A | mcf | 86625 | 81390 | 79677 | 56854 | 66433 | 105679 | 152168 | 135540 | 106356 | 79650 | 82107 | 83687 | 48581 | 45644 | 44683 | 31884 | 37256 | 59266 | 85337 | 76012 | 59645 | 44668 | 46047 | 46932 | 1.03 | 1.03 | 1.03 | 1.03 | 1.03 | 1.03 | 1.03 | 1.03 | 1.03 | 1.03 | 1.03 | 1.03 | 89224 | 83832 | 82067 | 58560 | 68426 | 108849 | 156733 | 139606 | 109547 | 82040 | 84570 | 86198 | 50038 | 47013 | 46024 | 32841 | 38374 | 61044 | 87897 | 78292 | 61434 | 46008 | 47428 | 48340 | 4179.623 | 3926.973 | 3844.336 | 2743.145 | 3205.344 | 5098.927 | 7341.955 | 6539.668 | 5131.575 | 3843.04 | 3961.592 | 4037.822 | 1116166 | 625955 | 1149652 | 644733 | 53854 | 2020 | natural gas peaker | FALSE
61488 | Y | . | NYU LANGONE HEALTH | NYU LANGONE HEALTH | 61094 | NY | MAT | NPCC |  | 622 | 5 | Commercial NAICS Cogen | IC | DFO | DFO | NYIS | A | barrels | 34 | 25 | 21 | 15 | 32 | 13 | 22 | 9 | 23 | 13 | 32 | 38 | 34 | 25 | 21 | 15 | 32 | 13 | 22 | 9 | 23 | 13 | 32 | 38 | 5.5 | 5.5 | 5.5 | 5.5 | 5.5 | 5.5 | 5.5 | 5.5 | 5.5 | 5.5 | 5.5 | 5.5 | 187 | 138 | 116 | 83 | 176 | 72 | 121 | 50 | 127 | 72 | 176 | 209 | 187 | 138 | 116 | 83 | 176 | 72 | 121 | 50 | 127 | 72 | 176 | 209 | 18.49 | 13.864 | 11.74 | 8.342 | 17.637 | 7.312 | 12.16 | 4.921 | 12.789 | 7.312 | 17.696 | 20.737 | 277 | 277 | 1527 | 1527 | 153 | 2020 | petroleum | FALSE
61489 | N | . | Cameron Solar | Cameron Solar, LLC | 61096 | SC | SAT | SERC |  | 22 | 2 | NAICS-22 Non-Cogen | PV | SUN | SUN | SCEG | M |  | 0 | 0 | 0 | 0 | 0 | 0 | 0 | 0 | 0 | 0 | 0 | 0 | 0 | 0 | 0 | 0 | 0 | 0 | 0 | 0 | 0 | 0 | 0 | 0 | 0 | 0 | 0 | 0 | 0 | 0 | 0 | 0 | 0 | 0 | 0 | 0 | 20936 | 21988 | 27423 | 37593 | 41521 | 36646 | 42537 | 32438 | 28721 | 29685 | 22917 | 19033 | 20936 | 21988 | 27423 | 37593 | 41521 | 36646 | 42537 | 32438 | 28721 | 29685 | 22917 | 19033 | 2388 | 2508 | 3128 | 4288 | 4736 | 4180 | 4852 | 3700 | 3276 | 3386 | 2614 | 2171 | 0 | 0 | 361438 | 361438 | 41227 | 2020 | solar PV | TRUE
61490 | N | . | Estill Solar | Estill Solar I, LLC | 61097 | SC | SAT | SERC |  | 22 | 2 | NAICS-22 Non-Cogen | PV | SUN | SUN | SCEG | M |  | 0 | 0 | 0 | 0 | 0 | 0 | 0 | 0 | 0 | 0 | 0 | 0 | 0 | 0 | 0 | 0 | 0 | 0 | 0 | 0 | 0 | 0 | 0 | 0 | 0 | 0 | 0 | 0 | 0 | 0 | 0 | 0 | 0 | 0 | 0 | 0 | 19892 | 21242 | 26660 | 36883 | 39793 | 36348 | 39145 | 32929 | 25521 | 25039 | 18472 | 20541 | 19892 | 21242 | 26660 | 36883 | 39793 | 36348 | 39145 | 32929 | 25521 | 25039 | 18472 | 20541 | 2269 | 2423 | 3041 | 4207 | 4539 | 4146 | 4465 | 3756 | 2911 | 2856 | 2107 | 2343 | 0 | 0 | 342465 | 342465 | 39063 | 2020 | solar PV | TRUE
61493 | N | . | E-Volve Energy Holdings LLC | E-Volve Energy Holdings LLC | 61100 | TX | WSC | TRE |  | 22 | 2 | NAICS-22 Non-Cogen | PV | SUN | SUN | ERCO | A |  | 0 | 0 | 0 | 0 | 0 | 0 | 0 | 0 | 0 | 0 | 0 | 0 | 0 | 0 | 0 | 0 | 0 | 0 | 0 | 0 | 0 | 0 | 0 | 0 | 0 | 0 | 0 | 0 | 0 | 0 | 0 | 0 | 0 | 0 | 0 | 0 | 342 | 405 | 428 | 552 | 721 | 778 | 831 | 739 | 589 | 488 | 402 | 370 | 342 | 405 | 428 | 552 | 721 | 778 | 831 | 739 | 589 | 488 | 402 | 370 | 39.04 | 46.215 | 48.765 | 62.94 | 82.227 | 88.788 | 94.817 | 84.345 | 67.132 | 55.687 | 45.862 | 42.182 | 0 | 0 | 6645 | 6645 | 758 | 2020 | solar PV | TRUE
61494 | N | . | Wright Cuddyer CSG | Minnesota Solar CSG 1, LLC | 61101 | MN | WNC | MRO |  | 22 | 2 | NAICS-22 Non-Cogen | PV | SUN | SUN | MISO | A |  | 0 | 0 | 0 | 0 | 0 | 0 | 0 | 0 | 0 | 0 | 0 | 0 | 0 | 0 | 0 | 0 | 0 | 0 | 0 | 0 | 0 | 0 | 0 | 0 | 0 | 0 | 0 | 0 | 0 | 0 | 0 | 0 | 0 | 0 | 0 | 0 | 1930 | 4280 | 5192 | 6865 | 7141 | 7740 | 7463 | 7390 | 5211 | 3900 | 2985 | 1869 | 1930 | 4280 | 5192 | 6865 | 7141 | 7740 | 7463 | 7390 | 5211 | 3900 | 2985 | 1869 | 220.122 | 488.153 | 592.271 | 783.025 | 814.507 | 882.835 | 851.291 | 842.944 | 594.425 | 444.845 | 340.438 | 213.144 | 0 | 0 | 61966 | 61966 | 7068 | 2020 | solar PV | TRUE
61495 | N | . | Carver Gladden CSG | Minnesota Solar CSG 8, LLC | 61102 | MN | WNC | MRO |  | 22 | 2 | NAICS-22 Non-Cogen | PV | SUN | SUN | MISO | A |  | 0 | 0 | 0 | 0 | 0 | 0 | 0 | 0 | 0 | 0 | 0 | 0 | 0 | 0 | 0 | 0 | 0 | 0 | 0 | 0 | 0 | 0 | 0 | 0 | 0 | 0 | 0 | 0 | 0 | 0 | 0 | 0 | 0 | 0 | 0 | 0 | 1301 | 2885 | 3501 | 4628 | 4814 | 5218 | 5031 | 4982 | 3513 | 2629 | 2012 | 1260 | 1301 | 2885 | 3501 | 4628 | 4814 | 5218 | 5031 | 4982 | 3513 | 2629 | 2012 | 1260 | 148.401 | 329.096 | 399.288 | 527.888 | 549.112 | 595.176 | 573.911 | 568.284 | 400.74 | 299.899 | 229.511 | 143.694 | 0 | 0 | 41774 | 41774 | 4765 | 2020 | solar PV | TRUE
61496 | N | . | Adams Solar Center | GCL New Energy, Inc. | 60888 | OR | PACC | WECC |  | 22 | 2 | NAICS-22 Non-Cogen | PV | SUN | SUN | PACW | A |  | 0 | 0 | 0 | 0 | 0 | 0 | 0 | 0 | 0 | 0 | 0 | 0 | 0 | 0 | 0 | 0 | 0 | 0 | 0 | 0 | 0 | 0 | 0 | 0 | 0 | 0 | 0 | 0 | 0 | 0 | 0 | 0 | 0 | 0 | 0 | 0 | 5257 | 13640 | 15648 | 22867 | 22554 | 25381 | 27707 | 23820 | 18305 | 16041 | 7934 | 6502 | 5257 | 13640 | 15648 | 22867 | 22554 | 25381 | 27707 | 23820 | 18305 | 16041 | 7934 | 6502 | 599.601 | 1555.886 | 1784.9 | 2608.277 | 2572.576 | 2895.11 | 3160.342 | 2716.996 | 2087.967 | 1829.72 | 904.932 | 741.693 | 0 | 0 | 205656 | 205656 | 23458 | 2020 | solar PV | TRUE
61497 | N | . | Elbe Solar Center | GCL New Energy, Inc. | 60888 | OR | PACC | WECC |  | 22 | 2 | NAICS-22 Non-Cogen | PV | SUN | SUN | PACW | A |  | 0 | 0 | 0 | 0 | 0 | 0 | 0 | 0 | 0 | 0 | 0 | 0 | 0 | 0 | 0 | 0 | 0 | 0 | 0 | 0 | 0 | 0 | 0 | 0 | 0 | 0 | 0 | 0 | 0 | 0 | 0 | 0 | 0 | 0 | 0 | 0 | 5139 | 13335 | 15298 | 22355 | 22049 | 24813 | 27087 | 23287 | 17896 | 15682 | 7756 | 6357 | 5139 | 13335 | 15298 | 22355 | 22049 | 24813 | 27087 | 23287 | 17896 | 15682 | 7756 | 6357 | 586.182 | 1521.064 | 1744.953 | 2549.903 | 2515.001 | 2830.317 | 3089.613 | 2656.188 | 2041.237 | 1788.77 | 884.679 | 725.093 | 0 | 0 | 201054 | 201054 | 22933 | 2020 | solar PV | TRUE
61498 | N | . | Hampton Solar 2 | Hampton Solar II, LLC | 61095 | SC | SAT | SERC |  | 22 | 2 | NAICS-22 Non-Cogen | PV | SUN | SUN | SCEG | M |  | 0 | 0 | 0 | 0 | 0 | 0 | 0 | 0 | 0 | 0 | 0 | 0 | 0 | 0 | 0 | 0 | 0 | 0 | 0 | 0 | 0 | 0 | 0 | 0 | 0 | 0 | 0 | 0 | 0 | 0 | 0 | 0 | 0 | 0 | 0 | 0 | 21146 | 21935 | 27379 | 37356 | 41222 | 36076 | 40214 | 31815 | 26433 | 26020 | 21418 | 20471 | 21146 | 21935 | 27379 | 37356 | 41222 | 36076 | 40214 | 31815 | 26433 | 26020 | 21418 | 20471 | 2412 | 2502 | 3123 | 4261 | 4702 | 4115 | 4587 | 3629 | 3015 | 2968 | 2443 | 2335 | 0 | 0 | 351485 | 351485 | 40092 | 2020 | solar PV | TRUE
61499 | N | . | CED Foster | Consolidated Edison Development Inc. | 56769 | RI | NEW | NPCC |  | 22 | 2 | NAICS-22 Non-Cogen | PV | SUN | SUN | ISNE | M |  | 0 | 0 | 0 | 0 | 0 | 0 | 0 | 0 | 0 | 0 | 0 | 0 | 0 | 0 | 0 | 0 | 0 | 0 | 0 | 0 | 0 | 0 | 0 | 0 | 0 | 0 | 0 | 0 | 0 | 0 | 0 | 0 | 0 | 0 | 0 | 0 | 1569 | 1824 | 2569 | 2481 | 3542 | 3402 | 3340 | 3025 | 2823 | 1981 | 1648 | 1061 | 1569 | 1824 | 2569 | 2481 | 3542 | 3402 | 3340 | 3025 | 2823 | 1981 | 1648 | 1061 | 179 | 208 | 293 | 283 | 404 | 388 | 381 | 345 | 322 | 226 | 188 | 121 | 0 | 0 | 29265 | 29265 | 3338 | 2020 | solar PV | TRUE
61500 | N | . | Porter Way Community Solar Garden | AEP Onsite Partners, LLC | 60571 | MN | WNC | MRO |  | 22 | 2 | NAICS-22 Non-Cogen | PV | SUN | SUN | MISO | M |  | 0 | 0 | 0 | 0 | 0 | 0 | 0 | 0 | 0 | 0 | 0 | 0 | 0 | 0 | 0 | 0 | 0 | 0 | 0 | 0 | 0 | 0 | 0 | 0 | 0 | 0 | 0 | 0 | 0 | 0 | 0 | 0 | 0 | 0 | 0 | 0 | 1245 | 2613 | 3735 | 4594 | 4568 | 5374 | 5436 | 4936 | 3761 | 2981 | 2428 | 1578 | 1245 | 2613 | 3735 | 4594 | 4568 | 5374 | 5436 | 4936 | 3761 | 2981 | 2428 | 1578 | 142 | 298 | 426 | 524 | 521 | 613 | 620 | 563 | 429 | 340 | 277 | 180 | 0 | 0 | 43249 | 43249 | 4933 | 2020 | solar PV | TRUE
61501 | N | . | ABEC #2 dba West-Star Dairy | ABEC #2 LLC | 61105 | CA | PACC | WECC |  | 22 | 2 | NAICS-22 Non-Cogen | IC | OBG | ORW | CISO | A | Mcf | 17000 | 15290 | 16111 | 15079 | 16018 | 14763 | 16581 | 15831 | 15702 | 15112 | 15214 | 13588 | 17000 | 15290 | 16111 | 15079 | 16018 | 14763 | 16581 | 15831 | 15702 | 15112 | 15214 | 13588 | 0.709 | 0.709 | 0.709 | 0.709 | 0.709 | 0.709 | 0.709 | 0.709 | 0.709 | 0.709 | 0.709 | 0.709 | 12053 | 10841 | 11423 | 10691 | 11357 | 10467 | 11756 | 11224 | 11133 | 10714 | 10787 | 9634 | 12053 | 10841 | 11423 | 10691 | 11357 | 10467 | 11756 | 11224 | 11133 | 10714 | 10787 | 9634 | 765.017 | 688.145 | 725.103 | 678.63 | 720.895 | 664.433 | 746.236 | 712.473 | 706.691 | 680.125 | 684.709 | 611.543 | 186289 | 186289 | 132080 | 132080 | 8384 | 2020 | biomass | TRUE
61502 | N | . | ABEC #3 dba Lakeview Dairy | ABEC #3 LLC | 61106 | CA | PACC | WECC |  | 22 | 2 | NAICS-22 Non-Cogen | IC | OBG | ORW | CISO | A | Mcf | 11613 | 10446 | 11007 | 10301 | 10943 | 10086 | 11328 | 10815 | 10727 | 10324 | 10394 | 9283 | 11613 | 10446 | 11007 | 10301 | 10943 | 10086 | 11328 | 10815 | 10727 | 10324 | 10394 | 9283 | 0.709 | 0.709 | 0.709 | 0.709 | 0.709 | 0.709 | 0.709 | 0.709 | 0.709 | 0.709 | 0.709 | 0.709 | 8234 | 7406 | 7804 | 7303 | 7759 | 7151 | 8032 | 7668 | 7605 | 7320 | 7369 | 6582 | 8234 | 7406 | 7804 | 7303 | 7759 | 7151 | 8032 | 7668 | 7605 | 7320 | 7369 | 6582 | 610.353 | 549.022 | 578.508 | 541.431 | 575.151 | 530.104 | 595.369 | 568.432 | 563.819 | 542.623 | 546.281 | 487.907 | 127267 | 127267 | 90233 | 90233 | 6689 | 2020 | biomass | TRUE
61503 | N | . | ABEC #4 dba CE&S Dairy | ABEC #4 LLC | 61107 | CA | PACC | WECC |  | 22 | 2 | NAICS-22 Non-Cogen | IC | OBG | ORW | CISO | A | Mcf | 13789 | 12403 | 13069 | 12232 | 12993 | 11976 | 13450 | 12842 | 12737 | 12259 | 12341 | 11022 | 13789 | 12403 | 13069 | 12232 | 12993 | 11976 | 13450 | 12842 | 12737 | 12259 | 12341 | 11022 | 0.709 | 0.709 | 0.709 | 0.709 | 0.709 | 0.709 | 0.709 | 0.709 | 0.709 | 0.709 | 0.709 | 0.709 | 9776 | 8794 | 9266 | 8672 | 9212 | 8491 | 9536 | 9105 | 9031 | 8692 | 8750 | 7815 | 9776 | 8794 | 9266 | 8672 | 9212 | 8491 | 9536 | 9105 | 9031 | 8692 | 8750 | 7815 | 686.999 | 617.968 | 651.157 | 609.424 | 647.378 | 596.674 | 670.135 | 639.815 | 634.623 | 610.766 | 614.883 | 549.178 | 151113 | 151113 | 107140 | 107140 | 7529 | 2020 | biomass | TRUE
61504 | N | . | RJC I CSG | RJC I CSG LLC | 61108 | MN | WNC | MRO |  | 22 | 2 | NAICS-22 Non-Cogen | PV | SUN | SUN | MISO | A |  | 0 | 0 | 0 | 0 | 0 | 0 | 0 | 0 | 0 | 0 | 0 | 0 | 0 | 0 | 0 | 0 | 0 | 0 | 0 | 0 | 0 | 0 | 0 | 0 | 0 | 0 | 0 | 0 | 0 | 0 | 0 | 0 | 0 | 0 | 0 | 0 | 494 | 1096 | 1330 | 1758 | 1829 | 1982 | 1911 | 1892 | 1335 | 999 | 764 | 479 | 494 | 1096 | 1330 | 1758 | 1829 | 1982 | 1911 | 1892 | 1335 | 999 | 764 | 479 | 56.368 | 125.008 | 151.671 | 200.52 | 208.582 | 226.08 | 218.002 | 215.864 | 152.223 | 113.918 | 87.181 | 54.583 | 0 | 0 | 15869 | 15869 | 1810 | 2020 | solar PV | TRUE
61505 | N | . | Huneke I CSG | Huneke I CSG LLC | 61109 | MN | WNC | MRO |  | 22 | 2 | NAICS-22 Non-Cogen | PV | SUN | SUN | MISO | A |  | 0 | 0 | 0 | 0 | 0 | 0 | 0 | 0 | 0 | 0 | 0 | 0 | 0 | 0 | 0 | 0 | 0 | 0 | 0 | 0 | 0 | 0 | 0 | 0 | 0 | 0 | 0 | 0 | 0 | 0 | 0 | 0 | 0 | 0 | 0 | 0 | 386 | 856 | 1039 | 1373 | 1429 | 1548 | 1493 | 1478 | 1043 | 780 | 597 | 374 | 386 | 856 | 1039 | 1373 | 1429 | 1548 | 1493 | 1478 | 1043 | 780 | 597 | 374 | 44.038 | 97.658 | 118.488 | 156.649 | 162.947 | 176.617 | 170.306 | 168.636 | 118.919 | 88.994 | 68.107 | 42.641 | 0 | 0 | 12396 | 12396 | 1414 | 2020 | solar PV | TRUE
61506 | N | . | Krause CSG | Krause CSG LLC | 61110 | MN | WNC | MRO |  | 22 | 2 | NAICS-22 Non-Cogen | PV | SUN | SUN | MISO | A |  | 0 | 0 | 0 | 0 | 0 | 0 | 0 | 0 | 0 | 0 | 0 | 0 | 0 | 0 | 0 | 0 | 0 | 0 | 0 | 0 | 0 | 0 | 0 | 0 | 0 | 0 | 0 | 0 | 0 | 0 | 0 | 0 | 0 | 0 | 0 | 0 | 416 | 922 | 1118 | 1478 | 1538 | 1667 | 1607 | 1591 | 1122 | 840 | 643 | 402 | 416 | 922 | 1118 | 1478 | 1538 | 1667 | 1607 | 1591 | 1122 | 840 | 643 | 402 | 47.401 | 105.117 | 127.538 | 168.614 | 175.393 | 190.107 | 183.314 | 181.517 | 128.001 | 95.791 | 73.309 | 45.898 | 0 | 0 | 13344 | 13344 | 1522 | 2020 | solar PV | TRUE
61507 | N | . | DG New Jersey Solar RLS Logistics | DG New Jersey Solar, LLC | 61111 | NJ | MAT | RFC |  | 22 | 2 | NAICS-22 Non-Cogen | PV | SUN | SUN | PJM | A |  | 0 | 0 | 0 | 0 | 0 | 0 | 0 | 0 | 0 | 0 | 0 | 0 | 0 | 0 | 0 | 0 | 0 | 0 | 0 | 0 | 0 | 0 | 0 | 0 | 0 | 0 | 0 | 0 | 0 | 0 | 0 | 0 | 0 | 0 | 0 | 0 | 2300 | 2585 | 3702 | 3849 | 5038 | 5288 | 4981 | 4304 | 3954 | 2855 | 2620 | 1815 | 2300 | 2585 | 3702 | 3849 | 5038 | 5288 | 4981 | 4304 | 3954 | 2855 | 2620 | 1815 | 262.402 | 294.809 | 422.235 | 439.078 | 574.634 | 603.209 | 568.13 | 490.884 | 451.042 | 325.708 | 298.875 | 206.994 | 0 | 0 | 43291 | 43291 | 4938 | 2020 | solar PV | TRUE
61508 | N | . | Provo Power Plant | Utah Municipal Power Agency | 24431 | UT | MTN | WECC |  | 22 | 1 | Electric Utility | IC | NG | NG | PACE | A | mcf | 4609 | 4411 | 3062 | 2334 | 3068 | 3909 | 5361 | 6025 | 5238 | 4322 | 3417 | 4899 | 4609 | 4411 | 3062 | 2334 | 3068 | 3909 | 5361 | 6025 | 5238 | 4322 | 3417 | 4899 | 1.02 | 1.02 | 1.02 | 1.02 | 1.02 | 1.02 | 1.02 | 1.02 | 1.02 | 1.02 | 1.02 | 1.02 | 4701 | 4499 | 3123 | 2381 | 3129 | 3987 | 5468 | 6146 | 5343 | 4408 | 3485 | 4997 | 4701 | 4499 | 3123 | 2381 | 3129 | 3987 | 5468 | 6146 | 5343 | 4408 | 3485 | 4997 | 506.91 | 485.109 | 336.738 | 256.697 | 337.434 | 429.872 | 589.567 | 662.6 | 576.103 | 475.362 | 375.853 | 538.755 | 50655 | 50655 | 51667 | 51667 | 5571 | 2020 | natural gas peaker | TRUE
61509 | N | . | Monroe County Sites A & B | AES Distributed Energy | 61012 | NY | MAT | NPCC |  | 22 | 2 | NAICS-22 Non-Cogen | PV | SUN | SUN | NYIS | A |  | 0 | 0 | 0 | 0 | 0 | 0 | 0 | 0 | 0 | 0 | 0 | 0 | 0 | 0 | 0 | 0 | 0 | 0 | 0 | 0 | 0 | 0 | 0 | 0 | 0 | 0 | 0 | 0 | 0 | 0 | 0 | 0 | 0 | 0 | 0 | 0 | 2167 | 2419 | 3498 | 3507 | 4606 | 4630 | 4403 | 3739 | 3677 | 2610 | 2404 | 1626 | 2167 | 2419 | 3498 | 3507 | 4606 | 4630 | 4403 | 3739 | 3677 | 2610 | 2404 | 1626 | 247.13 | 275.912 | 398.944 | 400.035 | 525.323 | 528.1 | 502.268 | 426.461 | 419.396 | 297.752 | 274.201 | 185.478 | 0 | 0 | 39286 | 39286 | 4481 | 2020 | solar PV | TRUE
61510 | N | . | Monroe County Sites C, D, & E | AES Distributed Energy | 61012 | NY | MAT | NPCC |  | 22 | 2 | NAICS-22 Non-Cogen | PV | SUN | SUN | NYIS | A |  | 0 | 0 | 0 | 0 | 0 | 0 | 0 | 0 | 0 | 0 | 0 | 0 | 0 | 0 | 0 | 0 | 0 | 0 | 0 | 0 | 0 | 0 | 0 | 0 | 0 | 0 | 0 | 0 | 0 | 0 | 0 | 0 | 0 | 0 | 0 | 0 | 4372 | 4882 | 7058 | 7078 | 9294 | 9343 | 8886 | 7545 | 7420 | 5268 | 4851 | 3282 | 4372 | 4882 | 7058 | 7078 | 9294 | 9343 | 8886 | 7545 | 7420 | 5268 | 4851 | 3282 | 498.727 | 556.811 | 805.1 | 807.301 | 1060.142 | 1065.745 | 1013.616 | 860.631 | 846.373 | 600.886 | 553.359 | 374.309 | 0 | 0 | 79279 | 79279 | 9043 | 2020 | solar PV | TRUE
61512 | N | . | Bullock Solar, LLC | Cypress Creek Renewables | 61060 | NC | SAT | SERC |  | 22 | 2 | NAICS-22 Non-Cogen | PV | SUN | SUN | CPLE | M |  | 0 | 0 | 0 | 0 | 0 | 0 | 0 | 0 | 0 | 0 | 0 | 0 | 0 | 0 | 0 | 0 | 0 | 0 | 0 | 0 | 0 | 0 | 0 | 0 | 0 | 0 | 0 | 0 | 0 | 0 | 0 | 0 | 0 | 0 | 0 | 0 | 54268 | 49314 | 66796 | 88827 | 88003 | 92685 | 101697 | 76282 | 73581 | 71065 | 60650 | 50691 | 54268 | 49314 | 66796 | 88827 | 88003 | 92685 | 101697 | 76282 | 73581 | 71065 | 60650 | 50691 | 6190 | 5625 | 7619 | 10132 | 10038 | 10572 | 11600 | 8701 | 8393 | 8106 | 6918 | 5782 | 0 | 0 | 873859 | 873859 | 99676 | 2020 | solar PV | TRUE
61513 | N | . | Marlin Solar | Cypress Creek Renewables | 61060 | TX | WSC | TRE |  | 22 | 2 | NAICS-22 Non-Cogen | PV | SUN | SUN | ERCO | A |  | 0 | 0 | 0 | 0 | 0 | 0 | 0 | 0 | 0 | 0 | 0 | 0 | 0 | 0 | 0 | 0 | 0 | 0 | 0 | 0 | 0 | 0 | 0 | 0 | 0 | 0 | 0 | 0 | 0 | 0 | 0 | 0 | 0 | 0 | 0 | 0 | 4285 | 5073 | 5352 | 6908 | 9025 | 9746 | 10407 | 9258 | 7368 | 6112 | 5034 | 4630 | 4285 | 5073 | 5352 | 6908 | 9025 | 9746 | 10407 | 9258 | 7368 | 6112 | 5034 | 4630 | 488.778 | 578.599 | 610.527 | 787.991 | 1029.459 | 1111.612 | 1187.093 | 1055.976 | 840.481 | 697.195 | 574.178 | 528.111 | 0 | 0 | 83198 | 83198 | 9490 | 2020 | solar PV | TRUE
61514 | N | . | North Gainesville Solar | Cypress Creek Renewables | 61060 | TX | WSC | TRE |  | 22 | 2 | NAICS-22 Non-Cogen | PV | SUN | SUN | ERCO | A |  | 0 | 0 | 0 | 0 | 0 | 0 | 0 | 0 | 0 | 0 | 0 | 0 | 0 | 0 | 0 | 0 | 0 | 0 | 0 | 0 | 0 | 0 | 0 | 0 | 0 | 0 | 0 | 0 | 0 | 0 | 0 | 0 | 0 | 0 | 0 | 0 | 3355 | 3972 | 4191 | 5409 | 7067 | 7631 | 8149 | 7249 | 5770 | 4786 | 3942 | 3625 | 3355 | 3972 | 4191 | 5409 | 7067 | 7631 | 8149 | 7249 | 5770 | 4786 | 3942 | 3625 | 382.73 | 453.063 | 478.064 | 617.024 | 806.102 | 870.431 | 929.535 | 826.866 | 658.126 | 545.928 | 449.601 | 413.53 | 0 | 0 | 65146 | 65146 | 7431 | 2020 | solar PV | TRUE
61515 | N | . | DG Camden LLC Holtec | DG Camden, LLC | 61113 | NJ | MAT | RFC |  | 22 | 2 | NAICS-22 Non-Cogen | PV | SUN | SUN | PJM | A |  | 0 | 0 | 0 | 0 | 0 | 0 | 0 | 0 | 0 | 0 | 0 | 0 | 0 | 0 | 0 | 0 | 0 | 0 | 0 | 0 | 0 | 0 | 0 | 0 | 0 | 0 | 0 | 0 | 0 | 0 | 0 | 0 | 0 | 0 | 0 | 0 | 1577 | 1772 | 2538 | 2639 | 3453 | 3625 | 3414 | 2950 | 2711 | 1957 | 1796 | 1244 | 1577 | 1772 | 2538 | 2639 | 3453 | 3625 | 3414 | 2950 | 2711 | 1957 | 1796 | 1244 | 179.876 | 202.092 | 289.442 | 300.988 | 393.912 | 413.5 | 389.453 | 336.501 | 309.19 | 223.273 | 204.879 | 141.894 | 0 | 0 | 29676 | 29676 | 3385 | 2020 | solar PV | TRUE
61516 | N | . | School Sisters CSG | School Sisters CSG LLC | 61114 | MN | WNC | MRO |  | 22 | 2 | NAICS-22 Non-Cogen | PV | SUN | SUN | MISO | A |  | 0 | 0 | 0 | 0 | 0 | 0 | 0 | 0 | 0 | 0 | 0 | 0 | 0 | 0 | 0 | 0 | 0 | 0 | 0 | 0 | 0 | 0 | 0 | 0 | 0 | 0 | 0 | 0 | 0 | 0 | 0 | 0 | 0 | 0 | 0 | 0 | 480 | 1065 | 1292 | 1708 | 1777 | 1926 | 1857 | 1839 | 1297 | 971 | 743 | 465 | 480 | 1065 | 1292 | 1708 | 1777 | 1926 | 1857 | 1839 | 1297 | 971 | 743 | 465 | 54.782 | 121.486 | 147.397 | 194.87 | 202.705 | 219.709 | 211.859 | 209.782 | 147.933 | 110.708 | 84.724 | 53.045 | 0 | 0 | 15420 | 15420 | 1759 | 2020 | solar PV | TRUE
61518 | N | . | 301 Chestnut Solar NG | 301 Chestnut Solar NG, LLC | 61125 | MA | NEW | NPCC |  | 22 | 2 | NAICS-22 Non-Cogen | PV | SUN | SUN | ISNE | A |  | 0 | 0 | 0 | 0 | 0 | 0 | 0 | 0 | 0 | 0 | 0 | 0 | 0 | 0 | 0 | 0 | 0 | 0 | 0 | 0 | 0 | 0 | 0 | 0 | 0 | 0 | 0 | 0 | 0 | 0 | 0 | 0 | 0 | 0 | 0 | 0 | 1006 | 1318 | 2005 | 1923 | 2711 | 2561 | 2522 | 2384 | 2070 | 1505 | 1076 | 819 | 1006 | 1318 | 2005 | 1923 | 2711 | 2561 | 2522 | 2384 | 2070 | 1505 | 1076 | 819 | 114.767 | 150.324 | 228.731 | 219.308 | 309.183 | 292.115 | 287.67 | 271.935 | 236.11 | 171.66 | 122.766 | 93.431 | 0 | 0 | 21900 | 21900 | 2498 | 2020 | solar PV | TRUE
61519 | N | . | Baker Point | Cypress Creek Renewables | 61060 | MD | SAT | RFC |  | 22 | 2 | NAICS-22 Non-Cogen | PV | SUN | SUN | PJM | A |  | 0 | 0 | 0 | 0 | 0 | 0 | 0 | 0 | 0 | 0 | 0 | 0 | 0 | 0 | 0 | 0 | 0 | 0 | 0 | 0 | 0 | 0 | 0 | 0 | 0 | 0 | 0 | 0 | 0 | 0 | 0 | 0 | 0 | 0 | 0 | 0 | 6667 | 7573 | 9621 | 10792 | 12337 | 13293 | 13207 | 11011 | 9771 | 8385 | 7573 | 5582 | 6667 | 7573 | 9621 | 10792 | 12337 | 13293 | 13207 | 11011 | 9771 | 8385 | 7573 | 5582 | 760.469 | 863.815 | 1097.376 | 1230.988 | 1407.18 | 1516.279 | 1506.497 | 1255.961 | 1114.466 | 956.457 | 863.757 | 636.755 | 0 | 0 | 115812 | 115812 | 13210 | 2020 | solar PV | TRUE
61520 | N | . | Rosewood Solar | Cypress Creek Renewables | 61060 | NC | SAT | SERC |  | 22 | 2 | NAICS-22 Non-Cogen | PV | SUN | SUN | CPLE | A |  | 0 | 0 | 0 | 0 | 0 | 0 | 0 | 0 | 0 | 0 | 0 | 0 | 0 | 0 | 0 | 0 | 0 | 0 | 0 | 0 | 0 | 0 | 0 | 0 | 0 | 0 | 0 | 0 | 0 | 0 | 0 | 0 | 0 | 0 | 0 | 0 | 1993 | 2048 | 2619 | 3558 | 3561 | 3464 | 3875 | 3111 | 2635 | 2671 | 2234 | 1888 | 1993 | 2048 | 2619 | 3558 | 3561 | 3464 | 3875 | 3111 | 2635 | 2671 | 2234 | 1888 | 227.282 | 233.577 | 298.769 | 405.806 | 406.129 | 395.113 | 441.963 | 354.878 | 300.553 | 304.708 | 254.846 | 215.376 | 0 | 0 | 33657 | 33657 | 3839 | 2020 | solar PV | TRUE
61521 | N | . | Swamp Fox Solar | Swamp Fox Solar, LLC | 61126 | SC | SAT | SERC |  | 22 | 2 | NAICS-22 Non-Cogen | PV | SUN | SUN | SCEG | A |  | 0 | 0 | 0 | 0 | 0 | 0 | 0 | 0 | 0 | 0 | 0 | 0 | 0 | 0 | 0 | 0 | 0 | 0 | 0 | 0 | 0 | 0 | 0 | 0 | 0 | 0 | 0 | 0 | 0 | 0 | 0 | 0 | 0 | 0 | 0 | 0 | 10518 | 11088 | 14165 | 18066 | 19995 | 17523 | 19906 | 16703 | 14140 | 13993 | 11086 | 10479 | 10518 | 11088 | 14165 | 18066 | 19995 | 17523 | 19906 | 16703 | 14140 | 13993 | 11086 | 10479 | 1199.729 | 1264.734 | 1615.709 | 2060.672 | 2280.765 | 1998.702 | 2270.59 | 1905.161 | 1612.898 | 1596.155 | 1264.56 | 1195.325 | 0 | 0 | 177662 | 177662 | 20265 | 2020 | solar PV | TRUE
61522 | N | . | Champion Solar | Champion Solar, LLC | 61127 | SC | SAT | SERC |  | 22 | 2 | NAICS-22 Non-Cogen | PV | SUN | SUN | SCEG | A |  | 0 | 0 | 0 | 0 | 0 | 0 | 0 | 0 | 0 | 0 | 0 | 0 | 0 | 0 | 0 | 0 | 0 | 0 | 0 | 0 | 0 | 0 | 0 | 0 | 0 | 0 | 0 | 0 | 0 | 0 | 0 | 0 | 0 | 0 | 0 | 0 | 10646 | 11223 | 14337 | 18285 | 20238 | 17735 | 20148 | 16905 | 14312 | 14163 | 11221 | 10607 | 10646 | 11223 | 14337 | 18285 | 20238 | 17735 | 20148 | 16905 | 14312 | 14163 | 11221 | 10607 | 1214.293 | 1280.087 | 1635.322 | 2085.687 | 2308.452 | 2022.964 | 2298.153 | 1928.288 | 1632.477 | 1615.531 | 1279.911 | 1209.835 | 0 | 0 | 179820 | 179820 | 20511 | 2020 | solar PV | TRUE
61523 | N | . | Haley Solar | Haley Solar, LLC | 61128 | SC | SAT | SERC |  | 22 | 2 | NAICS-22 Non-Cogen | PV | SUN | SUN | SCEG | A |  | 0 | 0 | 0 | 0 | 0 | 0 | 0 | 0 | 0 | 0 | 0 | 0 | 0 | 0 | 0 | 0 | 0 | 0 | 0 | 0 | 0 | 0 | 0 | 0 | 0 | 0 | 0 | 0 | 0 | 0 | 0 | 0 | 0 | 0 | 0 | 0 | 7389 | 7790 | 9951 | 12692 | 14048 | 12310 | 13985 | 11734 | 9934 | 9831 | 7789 | 7362 | 7389 | 7790 | 9951 | 12692 | 14048 | 12310 | 13985 | 11734 | 9934 | 9831 | 7789 | 7362 | 842.859 | 888.528 | 1135.102 | 1447.707 | 1602.332 | 1404.17 | 1595.184 | 1338.455 | 1133.127 | 1121.365 | 888.406 | 839.765 | 0 | 0 | 124815 | 124815 | 14237 | 2020 | solar PV | TRUE
61524 | N | . | Whitewright Solar | Cypress Creek Renewables | 61060 | TX | WSC | TRE |  | 22 | 2 | NAICS-22 Non-Cogen | PV | SUN | SUN | ERCO | A |  | 0 | 0 | 0 | 0 | 0 | 0 | 0 | 0 | 0 | 0 | 0 | 0 | 0 | 0 | 0 | 0 | 0 | 0 | 0 | 0 | 0 | 0 | 0 | 0 | 0 | 0 | 0 | 0 | 0 | 0 | 0 | 0 | 0 | 0 | 0 | 0 | 8656 | 10247 | 10812 | 13955 | 18231 | 19686 | 21023 | 18701 | 14885 | 12347 | 10168 | 9353 | 8656 | 10247 | 10812 | 13955 | 18231 | 19686 | 21023 | 18701 | 14885 | 12347 | 10168 | 9353 | 987.341 | 1168.782 | 1233.277 | 1591.758 | 2079.528 | 2245.48 | 2397.953 | 2133.094 | 1697.79 | 1408.349 | 1159.852 | 1066.796 | 0 | 0 | 168064 | 168064 | 19170 | 2020 | solar PV | TRUE
61525 | N | . | ABD Farms | Cypress Creek Renewables | 61060 | NC | SAT | SERC |  | 22 | 2 | NAICS-22 Non-Cogen | PV | SUN | SUN | CPLE | A |  | 0 | 0 | 0 | 0 | 0 | 0 | 0 | 0 | 0 | 0 | 0 | 0 | 0 | 0 | 0 | 0 | 0 | 0 | 0 | 0 | 0 | 0 | 0 | 0 | 0 | 0 | 0 | 0 | 0 | 0 | 0 | 0 | 0 | 0 | 0 | 0 | 4795 | 4928 | 6303 | 8561 | 8568 | 8335 | 9324 | 7487 | 6341 | 6428 | 5376 | 4544 | 4795 | 4928 | 6303 | 8561 | 8568 | 8335 | 9324 | 7487 | 6341 | 6428 | 5376 | 4544 | 546.923 | 562.07 | 718.943 | 976.513 | 977.29 | 950.781 | 1063.521 | 853.963 | 723.237 | 733.236 | 613.251 | 518.272 | 0 | 0 | 80990 | 80990 | 9238 | 2020 | solar PV | TRUE
61526 | N | . | Antanavica Solar | Cypress Creek Renewables | 61060 | MA | NEW | NPCC |  | 22 | 2 | NAICS-22 Non-Cogen | PV | SUN | SUN | ISNE | A |  | 0 | 0 | 0 | 0 | 0 | 0 | 0 | 0 | 0 | 0 | 0 | 0 | 0 | 0 | 0 | 0 | 0 | 0 | 0 | 0 | 0 | 0 | 0 | 0 | 0 | 0 | 0 | 0 | 0 | 0 | 0 | 0 | 0 | 0 | 0 | 0 | 601 | 788 | 1199 | 1149 | 1620 | 1531 | 1507 | 1425 | 1237 | 899 | 643 | 490 | 601 | 788 | 1199 | 1149 | 1620 | 1531 | 1507 | 1425 | 1237 | 899 | 643 | 490 | 68.592 | 89.846 | 136.708 | 131.076 | 184.792 | 174.591 | 171.934 | 162.53 | 141.118 | 102.597 | 73.375 | 55.841 | 0 | 0 | 13089 | 13089 | 1493 | 2020 | solar PV | TRUE
61527 | N | . | Bakatsias Solar | Cypress Creek Renewables | 61060 | NC | SAT | SERC |  | 22 | 2 | NAICS-22 Non-Cogen | PV | SUN | SUN | DUK | A |  | 0 | 0 | 0 | 0 | 0 | 0 | 0 | 0 | 0 | 0 | 0 | 0 | 0 | 0 | 0 | 0 | 0 | 0 | 0 | 0 | 0 | 0 | 0 | 0 | 0 | 0 | 0 | 0 | 0 | 0 | 0 | 0 | 0 | 0 | 0 | 0 | 3911 | 4020 | 5142 | 6984 | 6989 | 6800 | 7606 | 6107 | 5172 | 5244 | 4386 | 3707 | 3911 | 4020 | 5142 | 6984 | 6989 | 6800 | 7606 | 6107 | 5172 | 5244 | 4386 | 3707 | 446.158 | 458.515 | 586.486 | 796.602 | 797.235 | 775.61 | 867.579 | 696.63 | 589.988 | 598.145 | 500.266 | 422.786 | 0 | 0 | 66068 | 66068 | 7536 | 2020 | solar PV | TRUE
61528 | N | . | Bayboro Solar Farm | Cypress Creek Renewables | 61060 | NC | SAT | SERC |  | 22 | 2 | NAICS-22 Non-Cogen | PV | SUN | SUN | CPLE | A |  | 0 | 0 | 0 | 0 | 0 | 0 | 0 | 0 | 0 | 0 | 0 | 0 | 0 | 0 | 0 | 0 | 0 | 0 | 0 | 0 | 0 | 0 | 0 | 0 | 0 | 0 | 0 | 0 | 0 | 0 | 0 | 0 | 0 | 0 | 0 | 0 | 4020 | 4132 | 5285 | 7178 | 7184 | 6989 | 7818 | 6278 | 5317 | 5390 | 4508 | 3810 | 4020 | 4132 | 5285 | 7178 | 7184 | 6989 | 7818 | 6278 | 5317 | 5390 | 4508 | 3810 | 458.59 | 471.292 | 602.829 | 818.8 | 819.451 | 797.224 | 891.755 | 716.042 | 606.429 | 614.813 | 514.207 | 434.568 | 0 | 0 | 67909 | 67909 | 7746 | 2020 | solar PV | TRUE
61529 | N | . | Estill Solar II | Cypress Creek Renewables | 61060 | SC | SAT | SERC |  | 22 | 2 | NAICS-22 Non-Cogen | PV | SUN | SUN | SCEG | A |  | 0 | 0 | 0 | 0 | 0 | 0 | 0 | 0 | 0 | 0 | 0 | 0 | 0 | 0 | 0 | 0 | 0 | 0 | 0 | 0 | 0 | 0 | 0 | 0 | 0 | 0 | 0 | 0 | 0 | 0 | 0 | 0 | 0 | 0 | 0 | 0 | 9562 | 10080 | 12877 | 16424 | 18178 | 15930 | 18097 | 15184 | 12855 | 12722 | 10079 | 9527 | 9562 | 10080 | 12877 | 16424 | 18178 | 15930 | 18097 | 15184 | 12855 | 12722 | 10079 | 9527 | 1090.678 | 1149.775 | 1468.848 | 1873.366 | 2073.454 | 1817.028 | 2064.204 | 1731.991 | 1466.292 | 1451.072 | 1149.617 | 1086.675 | 0 | 0 | 161515 | 161515 | 18423 | 2020 | solar PV | TRUE
61530 | N | . | Gaston Solar I - SC | Cypress Creek Renewables | 61060 | SC | SAT | SERC |  | 22 | 2 | NAICS-22 Non-Cogen | PV | SUN | SUN | SCEG | A |  | 0 | 0 | 0 | 0 | 0 | 0 | 0 | 0 | 0 | 0 | 0 | 0 | 0 | 0 | 0 | 0 | 0 | 0 | 0 | 0 | 0 | 0 | 0 | 0 | 0 | 0 | 0 | 0 | 0 | 0 | 0 | 0 | 0 | 0 | 0 | 0 | 10770 | 11353 | 14504 | 18498 | 20474 | 17942 | 20383 | 17102 | 14479 | 14328 | 11352 | 10730 | 10770 | 11353 | 14504 | 18498 | 20474 | 17942 | 20383 | 17102 | 14479 | 14328 | 11352 | 10730 | 1228.441 | 1295.003 | 1654.378 | 2109.99 | 2335.351 | 2046.536 | 2324.932 | 1950.757 | 1651.499 | 1634.356 | 1294.824 | 1223.933 | 0 | 0 | 181915 | 181915 | 20750 | 2020 | solar PV | TRUE
61532 | N | . | Leon Solar | Cypress Creek Renewables | 61060 | TX | WSC | TRE |  | 22 | 2 | NAICS-22 Non-Cogen | PV | SUN | SUN | ERCO | A |  | 0 | 0 | 0 | 0 | 0 | 0 | 0 | 0 | 0 | 0 | 0 | 0 | 0 | 0 | 0 | 0 | 0 | 0 | 0 | 0 | 0 | 0 | 0 | 0 | 0 | 0 | 0 | 0 | 0 | 0 | 0 | 0 | 0 | 0 | 0 | 0 | 6311 | 7470 | 7883 | 10174 | 13292 | 14352 | 15327 | 13634 | 10852 | 9002 | 7413 | 6819 | 6311 | 7470 | 7883 | 10174 | 13292 | 14352 | 15327 | 13634 | 10852 | 9002 | 7413 | 6819 | 719.826 | 852.107 | 899.128 | 1160.48 | 1516.092 | 1637.08 | 1748.242 | 1555.145 | 1237.784 | 1026.765 | 845.597 | 777.754 | 0 | 0 | 122529 | 122529 | 13976 | 2020 | solar PV | TRUE
61533 | N | . | Mustang Solar | Mustang Solar LLC | 61461 | NC | SAT | SERC |  | 22 | 2 | NAICS-22 Non-Cogen | PV | SUN | SUN | CPLE | A |  | 0 | 0 | 0 | 0 | 0 | 0 | 0 | 0 | 0 | 0 | 0 | 0 | 0 | 0 | 0 | 0 | 0 | 0 | 0 | 0 | 0 | 0 | 0 | 0 | 0 | 0 | 0 | 0 | 0 | 0 | 0 | 0 | 0 | 0 | 0 | 0 | 4874 | 5009 | 6407 | 8703 | 8710 | 8474 | 9478 | 7611 | 6446 | 6535 | 5465 | 4619 | 4874 | 5009 | 6407 | 8703 | 8710 | 8474 | 9478 | 7611 | 6446 | 6535 | 5465 | 4619 | 555.979 | 571.379 | 730.851 | 992.686 | 993.476 | 966.528 | 1081.135 | 868.107 | 735.215 | 745.38 | 623.408 | 526.856 | 0 | 0 | 82331 | 82331 | 9391 | 2020 | solar PV | TRUE
61534 | N | . | Old Caroleen Solar Farm | Cypress Creek Renewables | 61060 | NC | SAT | SERC |  | 22 | 2 | NAICS-22 Non-Cogen | PV | SUN | SUN | DUK | A |  | 0 | 0 | 0 | 0 | 0 | 0 | 0 | 0 | 0 | 0 | 0 | 0 | 0 | 0 | 0 | 0 | 0 | 0 | 0 | 0 | 0 | 0 | 0 | 0 | 0 | 0 | 0 | 0 | 0 | 0 | 0 | 0 | 0 | 0 | 0 | 0 | 1793 | 1842 | 2357 | 3201 | 3203 | 3117 | 3486 | 2799 | 2371 | 2403 | 2010 | 1699 | 1793 | 1842 | 2357 | 3201 | 3203 | 3117 | 3486 | 2799 | 2371 | 2403 | 2010 | 1699 | 204.489 | 210.153 | 268.806 | 365.109 | 365.399 | 355.488 | 397.64 | 319.289 | 270.411 | 274.15 | 229.289 | 193.777 | 0 | 0 | 30281 | 30281 | 3454 | 2020 | solar PV | TRUE
61535 | N | . | Statesville Solar | Cypress Creek Renewables | 61060 | NC | SAT | SERC |  | 22 | 2 | NAICS-22 Non-Cogen | PV | SUN | SUN | DUK | A |  | 0 | 0 | 0 | 0 | 0 | 0 | 0 | 0 | 0 | 0 | 0 | 0 | 0 | 0 | 0 | 0 | 0 | 0 | 0 | 0 | 0 | 0 | 0 | 0 | 0 | 0 | 0 | 0 | 0 | 0 | 0 | 0 | 0 | 0 | 0 | 0 | 4757 | 4889 | 6253 | 8493 | 8500 | 8270 | 9250 | 7428 | 6291 | 6377 | 5334 | 4508 | 4757 | 4889 | 6253 | 8493 | 8500 | 8270 | 9250 | 7428 | 6291 | 6377 | 5334 | 4508 | 542.599 | 557.629 | 713.262 | 968.797 | 969.567 | 943.268 | 1055.117 | 847.215 | 717.522 | 727.442 | 608.405 | 514.177 | 0 | 0 | 80350 | 80350 | 9165 | 2020 | solar PV | TRUE
61536 | N | . | Wakefield Solar | Cypress Creek Renewables | 61060 | NC | SAT | SERC |  | 22 | 2 | NAICS-22 Non-Cogen | PV | SUN | SUN | CPLE | A |  | 0 | 0 | 0 | 0 | 0 | 0 | 0 | 0 | 0 | 0 | 0 | 0 | 0 | 0 | 0 | 0 | 0 | 0 | 0 | 0 | 0 | 0 | 0 | 0 | 0 | 0 | 0 | 0 | 0 | 0 | 0 | 0 | 0 | 0 | 0 | 0 | 4597 | 4724 | 6043 | 8208 | 8215 | 7992 | 8939 | 7178 | 6079 | 6163 | 5155 | 4356 | 4597 | 4724 | 6043 | 8208 | 8215 | 7992 | 8939 | 7178 | 6079 | 6163 | 5155 | 4356 | 524.364 | 538.889 | 689.292 | 936.239 | 936.984 | 911.569 | 1019.659 | 818.744 | 693.409 | 702.995 | 587.959 | 496.897 | 0 | 0 | 77649 | 77649 | 8857 | 2020 | solar PV | TRUE
61537 | N | . | Weston Landfill Solar | Ameresco, Inc - Weston | 61146 | MA | NEW | NPCC |  | 22 | 2 | NAICS-22 Non-Cogen | PV | SUN | SUN | ISNE | A |  | 0 | 0 | 0 | 0 | 0 | 0 | 0 | 0 | 0 | 0 | 0 | 0 | 0 | 0 | 0 | 0 | 0 | 0 | 0 | 0 | 0 | 0 | 0 | 0 | 0 | 0 | 0 | 0 | 0 | 0 | 0 | 0 | 0 | 0 | 0 | 0 | 1182 | 1548 | 2355 | 2258 | 3184 | 3008 | 2962 | 2800 | 2431 | 1768 | 1264 | 962 | 1182 | 1548 | 2355 | 2258 | 3184 | 3008 | 2962 | 2800 | 2431 | 1768 | 1264 | 962 | 134.798 | 176.562 | 268.654 | 257.586 | 363.148 | 343.1 | 337.88 | 319.399 | 277.32 | 201.621 | 144.194 | 109.738 | 0 | 0 | 25722 | 25722 | 2934 | 2020 | solar PV | TRUE
61538 | N | . | Braintree Landfill Solar | Ameresco, Inc - Braintree | 61147 | MA | NEW | NPCC |  | 22 | 2 | NAICS-22 Non-Cogen | PV | SUN | SUN | ISNE | A |  | 0 | 0 | 0 | 0 | 0 | 0 | 0 | 0 | 0 | 0 | 0 | 0 | 0 | 0 | 0 | 0 | 0 | 0 | 0 | 0 | 0 | 0 | 0 | 0 | 0 | 0 | 0 | 0 | 0 | 0 | 0 | 0 | 0 | 0 | 0 | 0 | 639 | 837 | 1274 | 1221 | 1722 | 1627 | 1602 | 1515 | 1315 | 956 | 684 | 520 | 639 | 837 | 1274 | 1221 | 1722 | 1627 | 1602 | 1515 | 1315 | 956 | 684 | 520 | 72.911 | 95.502 | 145.315 | 139.328 | 196.427 | 185.583 | 182.759 | 172.763 | 150.003 | 109.057 | 77.995 | 59.357 | 0 | 0 | 13912 | 13912 | 1587 | 2020 | solar PV | TRUE
61539 | N | . | GELD Solar Farm | Ameresco, Inc - GELD | 61148 | MA | NEW | NPCC |  | 22 | 2 | NAICS-22 Non-Cogen | PV | SUN | SUN | ISNE | A |  | 0 | 0 | 0 | 0 | 0 | 0 | 0 | 0 | 0 | 0 | 0 | 0 | 0 | 0 | 0 | 0 | 0 | 0 | 0 | 0 | 0 | 0 | 0 | 0 | 0 | 0 | 0 | 0 | 0 | 0 | 0 | 0 | 0 | 0 | 0 | 0 | 1465 | 1919 | 2920 | 2799 | 3947 | 3729 | 3672 | 3471 | 3014 | 2191 | 1567 | 1193 | 1465 | 1919 | 2920 | 2799 | 3947 | 3729 | 3672 | 3471 | 3014 | 2191 | 1567 | 1193 | 167.095 | 218.867 | 333.025 | 319.305 | 450.16 | 425.309 | 418.837 | 395.928 | 343.768 | 249.93 | 178.744 | 136.032 | 0 | 0 | 31887 | 31887 | 3637 | 2020 | solar PV | TRUE
61540 | N | . | Fort Hays State University Wind Farm | Fort Hays State University | 61149 | KS | WNC | MRO |  | 611 | 4 | Commercial NAICS Non-Cogen | WT | WND | WND | SWPP | A |  | 0 | 0 | 0 | 0 | 0 | 0 | 0 | 0 | 0 | 0 | 0 | 0 | 0 | 0 | 0 | 0 | 0 | 0 | 0 | 0 | 0 | 0 | 0 | 0 | 0 | 0 | 0 | 0 | 0 | 0 | 0 | 0 | 0 | 0 | 0 | 0 | 11167 | 11426 | 11660 | 11873 | 10778 | 14551 | 8998 | 9594 | 10164 | 11471 | 13220 | 10986 | 11167 | 11426 | 11660 | 11873 | 10778 | 14551 | 8998 | 9594 | 10164 | 11471 | 13220 | 10986 | 1273.747 | 1303.337 | 1329.948 | 1354.322 | 1229.381 | 1659.729 | 1026.384 | 1094.323 | 1159.39 | 1308.404 | 1507.98 | 1253.055 | 0 | 0 | 135888 | 135888 | 15500 | 2020 | onshore wind | FALSE
61541 | N | . | Town of Rocky Hill PV CSG | Tesla Inc. | 60947 | CT | NEW | NPCC |  | 22 | 2 | NAICS-22 Non-Cogen | PV | SUN | SUN | ISNE | A |  | 0 | 0 | 0 | 0 | 0 | 0 | 0 | 0 | 0 | 0 | 0 | 0 | 0 | 0 | 0 | 0 | 0 | 0 | 0 | 0 | 0 | 0 | 0 | 0 | 0 | 0 | 0 | 0 | 0 | 0 | 0 | 0 | 0 | 0 | 0 | 0 | 696 | 818 | 1166 | 1097 | 1539 | 1464 | 1452 | 1335 | 1220 | 867 | 728 | 506 | 696 | 818 | 1166 | 1097 | 1539 | 1464 | 1452 | 1335 | 1220 | 867 | 728 | 506 | 79.341 | 93.275 | 133.007 | 125.159 | 175.534 | 166.952 | 165.669 | 152.232 | 139.134 | 98.941 | 83.005 | 57.751 | 0 | 0 | 12888 | 12888 | 1470 | 2020 | solar PV | TRUE
61542 | N | . | PopeSun CSG, LLC | Cypress Creek Renewables | 61060 | MN | WNC | MRO |  | 22 | 2 | NAICS-22 Non-Cogen | PV | SUN | SUN | MISO | A |  | 0 | 0 | 0 | 0 | 0 | 0 | 0 | 0 | 0 | 0 | 0 | 0 | 0 | 0 | 0 | 0 | 0 | 0 | 0 | 0 | 0 | 0 | 0 | 0 | 0 | 0 | 0 | 0 | 0 | 0 | 0 | 0 | 0 | 0 | 0 | 0 | 2387 | 5293 | 6421 | 8490 | 8831 | 9572 | 9230 | 9139 | 6445 | 4823 | 3691 | 2311 | 2387 | 5293 | 6421 | 8490 | 8831 | 9572 | 9230 | 9139 | 6445 | 4823 | 3691 | 2311 | 272.228 | 603.699 | 732.462 | 968.368 | 1007.301 | 1091.802 | 1052.792 | 1042.469 | 735.125 | 550.14 | 421.019 | 263.595 | 0 | 0 | 76633 | 76633 | 8741 | 2020 | solar PV | TRUE
61543 | N | . | CF Novel Solar CSG Gardens Five, LLC | Cypress Creek Renewables | 61060 | MN | WNC | MRO |  | 22 | 2 | NAICS-22 Non-Cogen | PV | SUN | SUN | MISO | A |  | 0 | 0 | 0 | 0 | 0 | 0 | 0 | 0 | 0 | 0 | 0 | 0 | 0 | 0 | 0 | 0 | 0 | 0 | 0 | 0 | 0 | 0 | 0 | 0 | 0 | 0 | 0 | 0 | 0 | 0 | 0 | 0 | 0 | 0 | 0 | 0 | 1655 | 3670 | 4453 | 5887 | 6123 | 6637 | 6400 | 6337 | 4469 | 3344 | 2559 | 1602 | 1655 | 3670 | 4453 | 5887 | 6123 | 6637 | 6400 | 6337 | 4469 | 3344 | 2559 | 1602 | 188.763 | 418.604 | 507.888 | 671.465 | 698.462 | 757.054 | 730.005 | 722.847 | 509.735 | 381.467 | 291.934 | 182.776 | 0 | 0 | 53136 | 53136 | 6061 | 2020 | solar PV | TRUE
61544 | N | . | LeSun CSG, LLC | Cypress Creek Renewables | 61060 | MN | WNC | MRO |  | 22 | 2 | NAICS-22 Non-Cogen | PV | SUN | SUN | MISO | A |  | 0 | 0 | 0 | 0 | 0 | 0 | 0 | 0 | 0 | 0 | 0 | 0 | 0 | 0 | 0 | 0 | 0 | 0 | 0 | 0 | 0 | 0 | 0 | 0 | 0 | 0 | 0 | 0 | 0 | 0 | 0 | 0 | 0 | 0 | 0 | 0 | 2405 | 5334 | 6471 | 8556 | 8900 | 9646 | 9302 | 9210 | 6495 | 4861 | 3720 | 2329 | 2405 | 5334 | 6471 | 8556 | 8900 | 9646 | 9302 | 9210 | 6495 | 4861 | 3720 | 2329 | 274.344 | 608.396 | 738.16 | 975.901 | 1015.137 | 1100.296 | 1060.982 | 1050.579 | 740.844 | 554.42 | 424.295 | 265.646 | 0 | 0 | 77229 | 77229 | 8809 | 2020 | solar PV | TRUE
61545 | N | . | CGSun, LLC Community Solar | Cypress Creek Renewables | 61060 | MN | WNC | MRO |  | 22 | 2 | NAICS-22 Non-Cogen | PV | SUN | SUN | MISO | A |  | 0 | 0 | 0 | 0 | 0 | 0 | 0 | 0 | 0 | 0 | 0 | 0 | 0 | 0 | 0 | 0 | 0 | 0 | 0 | 0 | 0 | 0 | 0 | 0 | 0 | 0 | 0 | 0 | 0 | 0 | 0 | 0 | 0 | 0 | 0 | 0 | 1842 | 4086 | 4957 | 6554 | 6817 | 7389 | 7125 | 7056 | 4975 | 3723 | 2849 | 1784 | 1842 | 4086 | 4957 | 6554 | 6817 | 7389 | 7125 | 7056 | 4975 | 3723 | 2849 | 1784 | 210.159 | 466.052 | 565.456 | 747.574 | 777.63 | 842.865 | 812.749 | 804.78 | 567.512 | 424.705 | 325.024 | 203.494 | 0 | 0 | 59157 | 59157 | 6748 | 2020 | solar PV | TRUE
61547 | N | . | WrightSun CSG, LLC | Cypress Creek Renewables | 61060 | MN | WNC | MRO |  | 22 | 2 | NAICS-22 Non-Cogen | PV | SUN | SUN | MISO | A |  | 0 | 0 | 0 | 0 | 0 | 0 | 0 | 0 | 0 | 0 | 0 | 0 | 0 | 0 | 0 | 0 | 0 | 0 | 0 | 0 | 0 | 0 | 0 | 0 | 0 | 0 | 0 | 0 | 0 | 0 | 0 | 0 | 0 | 0 | 0 | 0 | 2227 | 4939 | 5992 | 7922 | 8241 | 8932 | 8613 | 8529 | 6014 | 4501 | 3444 | 2157 | 2227 | 4939 | 5992 | 7922 | 8241 | 8932 | 8613 | 8529 | 6014 | 4501 | 3444 | 2157 | 254.04 | 563.365 | 683.525 | 903.669 | 940.002 | 1018.857 | 982.453 | 972.82 | 686.011 | 513.384 | 392.89 | 245.984 | 0 | 0 | 71511 | 71511 | 8157 | 2020 | solar PV | TRUE
61548 | N | . | CF Novel Solar CSG Gardens Seven, LLC | Cypress Creek Renewables | 61060 | MN | WNC | MRO |  | 22 | 2 | NAICS-22 Non-Cogen | PV | SUN | SUN | MISO | A |  | 0 | 0 | 0 | 0 | 0 | 0 | 0 | 0 | 0 | 0 | 0 | 0 | 0 | 0 | 0 | 0 | 0 | 0 | 0 | 0 | 0 | 0 | 0 | 0 | 0 | 0 | 0 | 0 | 0 | 0 | 0 | 0 | 0 | 0 | 0 | 0 | 1417 | 3141 | 3811 | 5039 | 5241 | 5681 | 5478 | 5424 | 3825 | 2863 | 2191 | 1372 | 1417 | 3141 | 3811 | 5039 | 5241 | 5681 | 5478 | 5424 | 3825 | 2863 | 2191 | 1372 | 161.574 | 358.311 | 434.734 | 574.75 | 597.858 | 648.012 | 624.858 | 618.731 | 436.315 | 326.522 | 249.885 | 156.45 | 0 | 0 | 45483 | 45483 | 5188 | 2020 | solar PV | TRUE
61550 | N | . | DG Haverhill CSG | NRG DG Haverhill LLC | 61151 | MA | NEW | NPCC |  | 22 | 2 | NAICS-22 Non-Cogen | PV | SUN | SUN | ISNE | A |  | 0 | 0 | 0 | 0 | 0 | 0 | 0 | 0 | 0 | 0 | 0 | 0 | 0 | 0 | 0 | 0 | 0 | 0 | 0 | 0 | 0 | 0 | 0 | 0 | 0 | 0 | 0 | 0 | 0 | 0 | 0 | 0 | 0 | 0 | 0 | 0 | 2173 | 2847 | 4332 | 4153 | 5855 | 5532 | 5448 | 5150 | 4471 | 3251 | 2325 | 1769 | 2173 | 2847 | 4332 | 4153 | 5855 | 5532 | 5448 | 5150 | 4471 | 3251 | 2325 | 1769 | 247.909 | 324.72 | 494.089 | 473.734 | 667.875 | 631.006 | 621.404 | 587.415 | 510.028 | 370.807 | 265.191 | 201.822 | 0 | 0 | 47306 | 47306 | 5396 | 2020 | solar PV | TRUE
61551 | N | . | Good Samaritan Hospital | Good Samaritan Hospital | 61152 | NY | MAT | NPCC |  | 622 | 4 | Commercial NAICS Non-Cogen | IC | DFO | DFO | NYIS | A | barrels | 8 | 6 | 5 | 4 | 8 | 3 | 5 | 2 | 6 | 3 | 8 | 9 | 8 | 6 | 5 | 4 | 8 | 3 | 5 | 2 | 6 | 3 | 8 | 9 | 5.5 | 5.5 | 5.5 | 5.5 | 5.5 | 5.5 | 5.5 | 5.5 | 5.5 | 5.5 | 5.5 | 5.5 | 44 | 33 | 28 | 22 | 44 | 17 | 28 | 11 | 33 | 17 | 44 | 50 | 44 | 33 | 28 | 22 | 44 | 17 | 28 | 11 | 33 | 17 | 44 | 50 | 2.885 | 2.162 | 1.831 | 1.301 | 2.751 | 1.14 | 1.897 | 0.768 | 1.995 | 1.14 | 2.76 | 3.235 | 67 | 67 | 371 | 371 | 23.865 | 2020 | petroleum | FALSE
61551 | N | . | Good Samaritan Hospital | Good Samaritan Hospital | 61152 | NY | MAT | NPCC |  | 622 | 4 | Commercial NAICS Non-Cogen | IC | NG | NG | NYIS | A | mcf | 2 | 2 | 2 | 2 | 2 | 5 | 4 | 4 | 3 | 2 | 2 | 2 | 2 | 2 | 2 | 2 | 2 | 5 | 4 | 4 | 3 | 2 | 2 | 2 | 1.03 | 1.03 | 1.03 | 1.03 | 1.03 | 1.03 | 1.03 | 1.03 | 1.03 | 1.03 | 1.03 | 1.03 | 2 | 2 | 2 | 2 | 2 | 5 | 4 | 4 | 3 | 2 | 2 | 2 | 2 | 2 | 2 | 2 | 2 | 5 | 4 | 4 | 3 | 2 | 2 | 2 | 0.167 | 0.156 | 0.152 | 0.109 | 0.127 | 0.202 | 0.291 | 0.259 | 0.203 | 0.152 | 0.157 | 0.16 | 32 | 32 | 32 | 32 | 2.135 | 2020 | natural gas peaker | FALSE
61552 | N | . | Fort Detrick Solar PV | Montevue Lane Solar, LLC | 61153 | MD | SAT | RFC |  | 22 | 2 | NAICS-22 Non-Cogen | PV | SUN | SUN | PJM | A |  | 0 | 0 | 0 | 0 | 0 | 0 | 0 | 0 | 0 | 0 | 0 | 0 | 0 | 0 | 0 | 0 | 0 | 0 | 0 | 0 | 0 | 0 | 0 | 0 | 0 | 0 | 0 | 0 | 0 | 0 | 0 | 0 | 0 | 0 | 0 | 0 | 11050 | 12551 | 15945 | 17887 | 20447 | 22032 | 21890 | 18249 | 16193 | 13898 | 12551 | 9252 | 11050 | 12551 | 15945 | 17887 | 20447 | 22032 | 21890 | 18249 | 16193 | 13898 | 12551 | 9252 | 1260.389 | 1431.67 | 1818.77 | 2040.215 | 2332.233 | 2513.052 | 2496.839 | 2081.605 | 1847.094 | 1585.213 | 1431.574 | 1055.346 | 0 | 0 | 191945 | 191945 | 21894 | 2020 | solar PV | TRUE
61553 | N | . | Klamath Falls Solar 2 CSG | Goldman Sachs Renewable Power Group | 61944 | OR | PACC | WECC |  | 22 | 2 | NAICS-22 Non-Cogen | PV | SUN | SUN | PACW | A |  | 0 | 0 | 0 | 0 | 0 | 0 | 0 | 0 | 0 | 0 | 0 | 0 | 0 | 0 | 0 | 0 | 0 | 0 | 0 | 0 | 0 | 0 | 0 | 0 | 0 | 0 | 0 | 0 | 0 | 0 | 0 | 0 | 0 | 0 | 0 | 0 | 1446 | 3752 | 4304 | 6289 | 6203 | 6981 | 7621 | 6552 | 5035 | 4412 | 2182 | 1788 | 1446 | 3752 | 4304 | 6289 | 6203 | 6981 | 7621 | 6552 | 5035 | 4412 | 2182 | 1788 | 164.917 | 427.938 | 490.927 | 717.393 | 707.574 | 796.285 | 869.236 | 747.295 | 574.284 | 503.255 | 248.897 | 203.999 | 0 | 0 | 56565 | 56565 | 6452 | 2020 | solar PV | TRUE
61554 | N | . | Comer Solar | Georgia Power Co | 7140 | GA | SAT | SERC |  | 22 | 1 | Electric Utility | PV | SUN | SUN | SOCO | A |  | 0 | 0 | 0 | 0 | 0 | 0 | 0 | 0 | 0 | 0 | 0 | 0 | 0 | 0 | 0 | 0 | 0 | 0 | 0 | 0 | 0 | 0 | 0 | 0 | 0 | 0 | 0 | 0 | 0 | 0 | 0 | 0 | 0 | 0 | 0 | 0 | 1713 | 1765 | 2427 | 2965 | 3430 | 2908 | 3149 | 2866 | 2260 | 2306 | 1918 | 1846 | 1713 | 1765 | 2427 | 2965 | 3430 | 2908 | 3149 | 2866 | 2260 | 2306 | 1918 | 1846 | 195.397 | 201.317 | 276.788 | 338.237 | 391.287 | 331.669 | 359.169 | 326.96 | 257.783 | 263.086 | 218.78 | 210.527 | 0 | 0 | 29553 | 29553 | 3371 | 2020 | solar PV | TRUE
61555 | N | . | DG Crystal Spring CSG | NRG DG Crystal Spring LLC | 61155 | MA | NEW | NPCC |  | 22 | 2 | NAICS-22 Non-Cogen | PV | SUN | SUN | ISNE | A |  | 0 | 0 | 0 | 0 | 0 | 0 | 0 | 0 | 0 | 0 | 0 | 0 | 0 | 0 | 0 | 0 | 0 | 0 | 0 | 0 | 0 | 0 | 0 | 0 | 0 | 0 | 0 | 0 | 0 | 0 | 0 | 0 | 0 | 0 | 0 | 0 | 3095 | 4054 | 6169 | 5915 | 8339 | 7879 | 7759 | 7334 | 6368 | 4630 | 3311 | 2520 | 3095 | 4054 | 6169 | 5915 | 8339 | 7879 | 7759 | 7334 | 6368 | 4630 | 3311 | 2520 | 353.074 | 462.467 | 703.683 | 674.694 | 951.19 | 898.68 | 885.006 | 836.598 | 726.383 | 528.104 | 377.686 | 287.435 | 0 | 0 | 67373 | 67373 | 7685 | 2020 | solar PV | TRUE
61556 | N | . | Facebook 1 Solar Energy Center | NMRD Data Center, LLC | 61156 | NM | MTN | WECC |  | 22 | 2 | NAICS-22 Non-Cogen | PV | SUN | SUN | PNM | A |  | 0 | 0 | 0 | 0 | 0 | 0 | 0 | 0 | 0 | 0 | 0 | 0 | 0 | 0 | 0 | 0 | 0 | 0 | 0 | 0 | 0 | 0 | 0 | 0 | 0 | 0 | 0 | 0 | 0 | 0 | 0 | 0 | 0 | 0 | 0 | 0 | 13791 | 14485 | 16554 | 23021 | 25661 | 24114 | 23580 | 22271 | 19609 | 18753 | 15067 | 13894 | 13791 | 14485 | 16554 | 23021 | 25661 | 24114 | 23580 | 22271 | 19609 | 18753 | 15067 | 13894 | 1573.063 | 1652.182 | 1888.243 | 2625.857 | 2926.992 | 2750.565 | 2689.592 | 2540.364 | 2236.671 | 2138.999 | 1718.637 | 1584.835 | 0 | 0 | 230800 | 230800 | 26326 | 2020 | solar PV | TRUE
61557 | N | . | Facebook 2 Solar Energy Center | NMRD Data Center, LLC | 61156 | NM | MTN | WECC |  | 22 | 2 | NAICS-22 Non-Cogen | PV | SUN | SUN | PNM | A |  | 0 | 0 | 0 | 0 | 0 | 0 | 0 | 0 | 0 | 0 | 0 | 0 | 0 | 0 | 0 | 0 | 0 | 0 | 0 | 0 | 0 | 0 | 0 | 0 | 0 | 0 | 0 | 0 | 0 | 0 | 0 | 0 | 0 | 0 | 0 | 0 | 13566 | 14248 | 16284 | 22645 | 25242 | 23720 | 23195 | 21908 | 19289 | 18446 | 14821 | 13667 | 13566 | 14248 | 16284 | 22645 | 25242 | 23720 | 23195 | 21908 | 19289 | 18446 | 14821 | 13667 | 1547.368 | 1625.196 | 1857.401 | 2582.967 | 2879.184 | 2705.639 | 2645.661 | 2498.87 | 2200.138 | 2104.062 | 1690.565 | 1558.949 | 0 | 0 | 227031 | 227031 | 25896 | 2020 | solar PV | TRUE
61558 | N | . | Facebook 3 Solar Energy Center | NMRD Data Center, LLC | 61156 | NM | MTN | WECC |  | 22 | 2 | NAICS-22 Non-Cogen | PV | SUN | SUN | PNM | A |  | 0 | 0 | 0 | 0 | 0 | 0 | 0 | 0 | 0 | 0 | 0 | 0 | 0 | 0 | 0 | 0 | 0 | 0 | 0 | 0 | 0 | 0 | 0 | 0 | 0 | 0 | 0 | 0 | 0 | 0 | 0 | 0 | 0 | 0 | 0 | 0 | 13801 | 14495 | 16566 | 23038 | 25679 | 24132 | 23597 | 22287 | 19623 | 18766 | 15078 | 13904 | 13801 | 14495 | 16566 | 23038 | 25679 | 24132 | 23597 | 22287 | 19623 | 18766 | 15078 | 13904 | 1574.197 | 1653.375 | 1889.606 | 2627.752 | 2929.104 | 2752.551 | 2691.533 | 2542.197 | 2238.286 | 2140.543 | 1719.877 | 1585.979 | 0 | 0 | 230966 | 230966 | 26345 | 2020 | solar PV | TRUE
61559 | N | . | Woodline Solar | Woodline Solar, LLC | 61160 | OR | PACC | WECC |  | 22 | 2 | NAICS-22 Non-Cogen | PV | SUN | SUN | PACW | A |  | 0 | 0 | 0 | 0 | 0 | 0 | 0 | 0 | 0 | 0 | 0 | 0 | 0 | 0 | 0 | 0 | 0 | 0 | 0 | 0 | 0 | 0 | 0 | 0 | 0 | 0 | 0 | 0 | 0 | 0 | 0 | 0 | 0 | 0 | 0 | 0 | 4009 | 10404 | 11935 | 17441 | 17202 | 19359 | 21133 | 18168 | 13962 | 12235 | 6051 | 4960 | 4009 | 10404 | 11935 | 17441 | 17202 | 19359 | 21133 | 18168 | 13962 | 12235 | 6051 | 4960 | 457.33 | 1186.713 | 1361.388 | 1989.398 | 1962.168 | 2208.173 | 2410.472 | 2072.32 | 1592.544 | 1395.573 | 690.214 | 565.707 | 0 | 0 | 156859 | 156859 | 17892 | 2020 | solar PV | TRUE
61560 | N | . | Eagle Point Solar | Norwest Energy 7, LLC | 61161 | OR | PACC | WECC |  | 22 | 2 | NAICS-22 Non-Cogen | PV | SUN | SUN | PACW | A |  | 0 | 0 | 0 | 0 | 0 | 0 | 0 | 0 | 0 | 0 | 0 | 0 | 0 | 0 | 0 | 0 | 0 | 0 | 0 | 0 | 0 | 0 | 0 | 0 | 0 | 0 | 0 | 0 | 0 | 0 | 0 | 0 | 0 | 0 | 0 | 0 | 3462 | 8984 | 10306 | 15061 | 14854 | 16717 | 18248 | 15688 | 12056 | 10565 | 5225 | 4283 | 3462 | 8984 | 10306 | 15061 | 14854 | 16717 | 18248 | 15688 | 12056 | 10565 | 5225 | 4283 | 394.912 | 1024.744 | 1175.578 | 1717.874 | 1694.36 | 1906.789 | 2081.477 | 1789.478 | 1375.185 | 1205.097 | 596.01 | 488.496 | 0 | 0 | 135449 | 135449 | 15450 | 2020 | solar PV | TRUE
61561 | N | . | Bladen Solar | Cypress Creek Renewables | 61060 | NC | SAT | SERC |  | 22 | 2 | NAICS-22 Non-Cogen | PV | SUN | SUN | CPLE | M |  | 0 | 0 | 0 | 0 | 0 | 0 | 0 | 0 | 0 | 0 | 0 | 0 | 0 | 0 | 0 | 0 | 0 | 0 | 0 | 0 | 0 | 0 | 0 | 0 | 0 | 0 | 0 | 0 | 0 | 0 | 0 | 0 | 0 | 0 | 0 | 0 | 61045 | 57880 | 68234 | 89783 | 86469 | 81139 | 91431 | 74274 | 66401 | 74186 | 58055 | 58125 | 61045 | 57880 | 68234 | 89783 | 86469 | 81139 | 91431 | 74274 | 66401 | 74186 | 58055 | 58125 | 6963 | 6602 | 7783 | 10241 | 9863 | 9255 | 10429 | 8472 | 7574 | 8462 | 6622 | 6630 | 0 | 0 | 867022 | 867022 | 98896 | 2020 | solar PV | TRUE
61562 | N | . | Falmouth Landfill Solar | Citizens Enterprises Corporation | 58871 | MA | NEW | NPCC |  | 22 | 2 | NAICS-22 Non-Cogen | PV | SUN | SUN | ISNE | A |  | 0 | 0 | 0 | 0 | 0 | 0 | 0 | 0 | 0 | 0 | 0 | 0 | 0 | 0 | 0 | 0 | 0 | 0 | 0 | 0 | 0 | 0 | 0 | 0 | 0 | 0 | 0 | 0 | 0 | 0 | 0 | 0 | 0 | 0 | 0 | 0 | 2095 | 2744 | 4176 | 4004 | 5645 | 5333 | 5252 | 4965 | 4311 | 3134 | 2241 | 1706 | 2095 | 2744 | 4176 | 4004 | 5645 | 5333 | 5252 | 4965 | 4311 | 3134 | 2241 | 1706 | 238.996 | 313.046 | 476.325 | 456.702 | 643.863 | 608.319 | 599.063 | 566.296 | 491.691 | 357.476 | 255.657 | 194.566 | 0 | 0 | 45606 | 45606 | 5202 | 2020 | solar PV | TRUE
61563 | N | . | Denver Metro Solar | Denver Metro Solar LLC | 61163 | CO | MTN | WECC |  | 22 | 2 | NAICS-22 Non-Cogen | PV | SUN | SUN | PSCO | A |  | 0 | 0 | 0 | 0 | 0 | 0 | 0 | 0 | 0 | 0 | 0 | 0 | 0 | 0 | 0 | 0 | 0 | 0 | 0 | 0 | 0 | 0 | 0 | 0 | 0 | 0 | 0 | 0 | 0 | 0 | 0 | 0 | 0 | 0 | 0 | 0 | 1803 | 1900 | 2910 | 3252 | 3777 | 3661 | 3795 | 3093 | 3014 | 2271 | 1957 | 1479 | 1803 | 1900 | 2910 | 3252 | 3777 | 3661 | 3795 | 3093 | 3014 | 2271 | 1957 | 1479 | 205.693 | 216.674 | 331.932 | 370.968 | 430.77 | 417.626 | 432.834 | 352.769 | 343.8 | 259.044 | 223.225 | 168.665 | 0 | 0 | 32912 | 32912 | 3754 | 2020 | solar PV | TRUE
61564 | N | . | Upland Prairie | Interstate Power and Light Co | 9417 | IA | WNC | MRO |  | 22 | 1 | Electric Utility | WT | WND | WND | MISO | M |  | 0 | 0 | 0 | 0 | 0 | 0 | 0 | 0 | 0 | 0 | 0 | 0 | 0 | 0 | 0 | 0 | 0 | 0 | 0 | 0 | 0 | 0 | 0 | 0 | 0 | 0 | 0 | 0 | 0 | 0 | 0 | 0 | 0 | 0 | 0 | 0 | 642919 | 886878 | 968263 | 905070 | 816734 | 561553 | 531605 | 699019 | 834487 | 858053 | 785804 | 631496 | 642919 | 886878 | 968263 | 905070 | 816734 | 561553 | 531605 | 699019 | 834487 | 858053 | 785804 | 631496 | 73334 | 101161 | 110444 | 103236 | 93160 | 64053 | 60637 | 79733 | 95185 | 97873 | 89632 | 72031 | 0 | 0 | 9121881 | 9121881 | 1040479 | 2020 | onshore wind | TRUE
61565 | N | . | English Farms | Interstate Power and Light Co | 9417 | IA | WNC | MRO |  | 22 | 1 | Electric Utility | WT | WND | WND | MISO | M |  | 0 | 0 | 0 | 0 | 0 | 0 | 0 | 0 | 0 | 0 | 0 | 0 | 0 | 0 | 0 | 0 | 0 | 0 | 0 | 0 | 0 | 0 | 0 | 0 | 0 | 0 | 0 | 0 | 0 | 0 | 0 | 0 | 0 | 0 | 0 | 0 | 428189 | 494354 | 537847 | 528825 | 361683 | 427952 | 221402 | 286181 | 417555 | 488024 | 618792 | 419142 | 428189 | 494354 | 537847 | 528825 | 361683 | 427952 | 221402 | 286181 | 417555 | 488024 | 618792 | 419142 | 48841 | 56388 | 61349 | 60320 | 41255 | 48814 | 25254 | 32643 | 47628 | 55666 | 70582 | 47809 | 0 | 0 | 5229946 | 5229946 | 596549 | 2020 | onshore wind | TRUE
61566 | N | . | El Dorado Springs Solar Farm | MC Power Companies Inc | 58822 | MO | WNC | MRO |  | 22 | 2 | NAICS-22 Non-Cogen | PV | SUN | SUN | AECI | A |  | 0 | 0 | 0 | 0 | 0 | 0 | 0 | 0 | 0 | 0 | 0 | 0 | 0 | 0 | 0 | 0 | 0 | 0 | 0 | 0 | 0 | 0 | 0 | 0 | 0 | 0 | 0 | 0 | 0 | 0 | 0 | 0 | 0 | 0 | 0 | 0 | 1748 | 2624 | 3022 | 3531 | 3283 | 4220 | 4094 | 4213 | 3648 | 2885 | 2713 | 2374 | 1748 | 2624 | 3022 | 3531 | 3283 | 4220 | 4094 | 4213 | 3648 | 2885 | 2713 | 2374 | 199.342 | 299.342 | 344.737 | 402.741 | 374.452 | 481.36 | 466.996 | 480.592 | 416.118 | 329.057 | 309.43 | 270.833 | 0 | 0 | 38355 | 38355 | 4375 | 2020 | solar PV | TRUE
61567 | N | . | Woodhull Hospital | Woodhull Hospital | 61162 | NY | MAT | NPCC |  | 622 | 4 | Commercial NAICS Non-Cogen | IC | DFO | DFO | NYIS | A | barrels | 32 | 23 | 20 | 14 | 29 | 12 | 20 | 8 | 21 | 12 | 29 | 35 | 32 | 23 | 20 | 14 | 29 | 12 | 20 | 8 | 21 | 12 | 29 | 35 | 5.5 | 5.5 | 5.5 | 5.5 | 5.5 | 5.5 | 5.5 | 5.5 | 5.5 | 5.5 | 5.5 | 5.5 | 176 | 127 | 110 | 77 | 160 | 66 | 110 | 44 | 116 | 66 | 160 | 193 | 176 | 127 | 110 | 77 | 160 | 66 | 110 | 44 | 116 | 66 | 160 | 193 | 15.348 | 11.508 | 9.745 | 6.924 | 14.64 | 6.069 | 10.094 | 4.085 | 10.616 | 6.069 | 14.689 | 17.213 | 255 | 255 | 1405 | 1405 | 127 | 2020 | petroleum | FALSE
61568 | N | . | The Allen Hospital | The Allen Hospital | 61164 | NY | MAT | NPCC |  | 622 | 4 | Commercial NAICS Non-Cogen | IC | DFO | DFO | NYIS | A | barrels | 1 | 2 | 2 | 1 | 2 | 1 | 2 | 1 | 2 | 1 | 2 | 3 | 1 | 2 | 2 | 1 | 2 | 1 | 2 | 1 | 2 | 1 | 2 | 3 | 5.5 | 5.5 | 5.5 | 5.5 | 5.5 | 5.5 | 5.5 | 5.5 | 5.5 | 5.5 | 5.5 | 5.5 | 6 | 11 | 11 | 6 | 11 | 6 | 11 | 6 | 11 | 6 | 11 | 17 | 6 | 11 | 11 | 6 | 11 | 6 | 11 | 6 | 11 | 6 | 11 | 17 | 0.724 | 0.544 | 0.46 | 0.327 | 0.692 | 0.287 | 0.477 | 0.193 | 0.502 | 0.287 | 0.694 | 0.813 | 20 | 20 | 113 | 113 | 6 | 2020 | petroleum | FALSE
61569 | N | . | Mount Sinai Beth Israel | Mount Sinai Beth Israel | 61165 | NY | MAT | NPCC |  | 622 | 4 | Commercial NAICS Non-Cogen | IC | DFO | DFO | NYIS | A | barrels | 12 | 9 | 7 | 5 | 11 | 5 | 8 | 3 | 8 | 5 | 11 | 13 | 12 | 9 | 7 | 5 | 11 | 5 | 8 | 3 | 8 | 5 | 11 | 13 | 5.5 | 5.5 | 5.5 | 5.5 | 5.5 | 5.5 | 5.5 | 5.5 | 5.5 | 5.5 | 5.5 | 5.5 | 66 | 50 | 39 | 28 | 61 | 28 | 44 | 17 | 44 | 28 | 61 | 72 | 66 | 50 | 39 | 28 | 61 | 28 | 44 | 17 | 44 | 28 | 61 | 72 | 7.252 | 5.437 | 4.604 | 3.271 | 6.917 | 2.867 | 4.769 | 1.93 | 5.015 | 2.867 | 6.939 | 8.132 | 97 | 97 | 538 | 538 | 60 | 2020 | petroleum | FALSE
61569 | N | . | Mount Sinai Beth Israel | Mount Sinai Beth Israel | 61165 | NY | MAT | NPCC |  | 622 | 4 | Commercial NAICS Non-Cogen | IC | NG | NG | NYIS | A | mcf | 0 | 0 | 0 | 0 | 0 | 0 | 0 | 0 | 0 | 0 | 0 | 0 | 0 | 0 | 0 | 0 | 0 | 0 | 0 | 0 | 0 | 0 | 0 | 0 | 0 | 0 | 0 | 0 | 0 | 0 | 0 | 0 | 0 | 0 | 0 | 0 | 0 | 0 | 0 | 0 | 0 | 0 | 0 | 0 | 0 | 0 | 0 | 0 | 0 | 0 | 0 | 0 | 0 | 0 | 0 | 0 | 0 | 0 | 0 | 0 | 0 | 0 | 0 | 0 | 0 | 0 | 0 | 0 | 0 | 0 | 0 | 0 | 0 | 0 | 0 | 0 | 0 | 2020 | natural gas peaker | FALSE
61570 | N | . | Veseli Community Solar Garden | Veseli Solar I LLC | 61168 | MN | WNC | MRO |  | 22 | 2 | NAICS-22 Non-Cogen | PV | SUN | SUN | MISO | A |  | 0 | 0 | 0 | 0 | 0 | 0 | 0 | 0 | 0 | 0 | 0 | 0 | 0 | 0 | 0 | 0 | 0 | 0 | 0 | 0 | 0 | 0 | 0 | 0 | 0 | 0 | 0 | 0 | 0 | 0 | 0 | 0 | 0 | 0 | 0 | 0 | 511 | 1133 | 1375 | 1818 | 1891 | 2050 | 1977 | 1957 | 1380 | 1033 | 790 | 495 | 511 | 1133 | 1375 | 1818 | 1891 | 2050 | 1977 | 1957 | 1380 | 1033 | 790 | 495 | 58.3 | 129.29 | 156.866 | 207.389 | 215.727 | 233.824 | 225.469 | 223.259 | 157.437 | 117.82 | 90.167 | 56.452 | 0 | 0 | 16410 | 16410 | 1872 | 2020 | solar PV | TRUE
61571 | N | . | New Germany Community Solar Garden | New Germany Solar I LLC | 61169 | MN | WNC | MRO |  | 22 | 2 | NAICS-22 Non-Cogen | PV | SUN | SUN | MISO | A |  | 0 | 0 | 0 | 0 | 0 | 0 | 0 | 0 | 0 | 0 | 0 | 0 | 0 | 0 | 0 | 0 | 0 | 0 | 0 | 0 | 0 | 0 | 0 | 0 | 0 | 0 | 0 | 0 | 0 | 0 | 0 | 0 | 0 | 0 | 0 | 0 | 523 | 1159 | 1406 | 1859 | 1934 | 2096 | 2021 | 2001 | 1411 | 1056 | 808 | 506 | 523 | 1159 | 1406 | 1859 | 1934 | 2096 | 2021 | 2001 | 1411 | 1056 | 808 | 506 | 59.607 | 132.191 | 160.386 | 212.042 | 220.567 | 239.07 | 230.528 | 228.268 | 160.969 | 120.463 | 92.19 | 57.719 | 0 | 0 | 16780 | 16780 | 1914 | 2020 | solar PV | TRUE
61572 | N | . | Lake Waconia Community Solar Garden | Lake Waconia Solar LLC | 61170 | MN | WNC | MRO |  | 22 | 2 | NAICS-22 Non-Cogen | PV | SUN | SUN | MISO | A |  | 0 | 0 | 0 | 0 | 0 | 0 | 0 | 0 | 0 | 0 | 0 | 0 | 0 | 0 | 0 | 0 | 0 | 0 | 0 | 0 | 0 | 0 | 0 | 0 | 0 | 0 | 0 | 0 | 0 | 0 | 0 | 0 | 0 | 0 | 0 | 0 | 462 | 1025 | 1244 | 1644 | 1710 | 1854 | 1788 | 1770 | 1248 | 934 | 715 | 448 | 462 | 1025 | 1244 | 1644 | 1710 | 1854 | 1788 | 1770 | 1248 | 934 | 715 | 448 | 52.726 | 116.927 | 141.867 | 187.558 | 195.099 | 211.466 | 203.91 | 201.911 | 142.383 | 106.554 | 81.545 | 51.054 | 0 | 0 | 14842 | 14842 | 1693 | 2020 | solar PV | TRUE
61573 | N | . | Lake Waconia IV Community Solar Garden | Lake Waconia Solar IV LLC | 61171 | MN | WNC | MRO |  | 22 | 2 | NAICS-22 Non-Cogen | PV | SUN | SUN | MISO | A |  | 0 | 0 | 0 | 0 | 0 | 0 | 0 | 0 | 0 | 0 | 0 | 0 | 0 | 0 | 0 | 0 | 0 | 0 | 0 | 0 | 0 | 0 | 0 | 0 | 0 | 0 | 0 | 0 | 0 | 0 | 0 | 0 | 0 | 0 | 0 | 0 | 458 | 1017 | 1233 | 1631 | 1696 | 1839 | 1773 | 1756 | 1238 | 926 | 709 | 444 | 458 | 1017 | 1233 | 1631 | 1696 | 1839 | 1773 | 1756 | 1238 | 926 | 709 | 444 | 52.289 | 115.961 | 140.694 | 186.007 | 193.486 | 209.717 | 202.224 | 200.241 | 141.205 | 105.673 | 80.871 | 50.632 | 0 | 0 | 14720 | 14720 | 1679 | 2020 | solar PV | TRUE
61574 | N | . | Zumbro Community Solar Garden | Zumbro Solar LLC | 61172 | MN | WNC | MRO |  | 22 | 2 | NAICS-22 Non-Cogen | PV | SUN | SUN | MISO | A |  | 0 | 0 | 0 | 0 | 0 | 0 | 0 | 0 | 0 | 0 | 0 | 0 | 0 | 0 | 0 | 0 | 0 | 0 | 0 | 0 | 0 | 0 | 0 | 0 | 0 | 0 | 0 | 0 | 0 | 0 | 0 | 0 | 0 | 0 | 0 | 0 | 469 | 1041 | 1263 | 1670 | 1737 | 1882 | 1815 | 1797 | 1267 | 949 | 726 | 454 | 469 | 1041 | 1263 | 1670 | 1737 | 1882 | 1815 | 1797 | 1267 | 949 | 726 | 454 | 53.539 | 118.723 | 144.045 | 190.439 | 198.095 | 214.713 | 207.041 | 205.011 | 144.569 | 108.19 | 82.797 | 51.838 | 0 | 0 | 15070 | 15070 | 1719 | 2020 | solar PV | TRUE
61575 | N | . | Anheuser-Busch Baldwinsville | AES Distributed Energy | 61012 | NY | MAT | NPCC |  | 22 | 2 | NAICS-22 Non-Cogen | PV | SUN | SUN | NYIS | A |  | 0 | 0 | 0 | 0 | 0 | 0 | 0 | 0 | 0 | 0 | 0 | 0 | 0 | 0 | 0 | 0 | 0 | 0 | 0 | 0 | 0 | 0 | 0 | 0 | 0 | 0 | 0 | 0 | 0 | 0 | 0 | 0 | 0 | 0 | 0 | 0 | 1217 | 1358 | 1964 | 1969 | 2586 | 2600 | 2472 | 2099 | 2064 | 1466 | 1350 | 913 | 1217 | 1358 | 1964 | 1969 | 2586 | 2600 | 2472 | 2099 | 2064 | 1466 | 1350 | 913 | 138.76 | 154.919 | 224 | 224.612 | 294.959 | 296.518 | 282.015 | 239.45 | 235.483 | 167.182 | 153.959 | 104.143 | 0 | 0 | 22058 | 22058 | 2516 | 2020 | solar PV | TRUE
61576 | N | . | Columbia University - Johnson Farms | AES Distributed Energy | 61012 | NY | MAT | NPCC |  | 22 | 2 | NAICS-22 Non-Cogen | PV | SUN | SUN | NYIS | A |  | 0 | 0 | 0 | 0 | 0 | 0 | 0 | 0 | 0 | 0 | 0 | 0 | 0 | 0 | 0 | 0 | 0 | 0 | 0 | 0 | 0 | 0 | 0 | 0 | 0 | 0 | 0 | 0 | 0 | 0 | 0 | 0 | 0 | 0 | 0 | 0 | 1758 | 1962 | 2837 | 2845 | 3736 | 3756 | 3572 | 3033 | 2983 | 2118 | 1950 | 1319 | 1758 | 1962 | 2837 | 2845 | 3736 | 3756 | 3572 | 3033 | 2983 | 2118 | 1950 | 1319 | 200.473 | 223.82 | 323.625 | 324.509 | 426.144 | 428.396 | 407.442 | 345.946 | 340.215 | 241.537 | 222.433 | 150.46 | 0 | 0 | 31869 | 31869 | 3635 | 2020 | solar PV | TRUE
61577 | N | . | Time Warner Cable Enterprises - Martino | AES Distributed Energy | 61012 | NY | MAT | NPCC |  | 22 | 2 | NAICS-22 Non-Cogen | PV | SUN | SUN | NYIS | A |  | 0 | 0 | 0 | 0 | 0 | 0 | 0 | 0 | 0 | 0 | 0 | 0 | 0 | 0 | 0 | 0 | 0 | 0 | 0 | 0 | 0 | 0 | 0 | 0 | 0 | 0 | 0 | 0 | 0 | 0 | 0 | 0 | 0 | 0 | 0 | 0 | 1482 | 1655 | 2392 | 2399 | 3150 | 3167 | 3012 | 2557 | 2515 | 1786 | 1644 | 1112 | 1482 | 1655 | 2392 | 2399 | 3150 | 3167 | 3012 | 2557 | 2515 | 1786 | 1644 | 1112 | 169.038 | 188.723 | 272.877 | 273.623 | 359.321 | 361.22 | 343.551 | 291.699 | 286.866 | 203.662 | 187.553 | 126.867 | 0 | 0 | 26871 | 26871 | 3065 | 2020 | solar PV | TRUE
61578 | N | . | Columbia University - Minisink | AES Distributed Energy | 61012 | NY | MAT | NPCC |  | 22 | 2 | NAICS-22 Non-Cogen | PV | SUN | SUN | NYIS | A |  | 0 | 0 | 0 | 0 | 0 | 0 | 0 | 0 | 0 | 0 | 0 | 0 | 0 | 0 | 0 | 0 | 0 | 0 | 0 | 0 | 0 | 0 | 0 | 0 | 0 | 0 | 0 | 0 | 0 | 0 | 0 | 0 | 0 | 0 | 0 | 0 | 1577 | 1761 | 2546 | 2553 | 3353 | 3370 | 3206 | 2722 | 2677 | 1900 | 1750 | 1184 | 1577 | 1761 | 2546 | 2553 | 3353 | 3370 | 3206 | 2722 | 2677 | 1900 | 1750 | 1184 | 179.903 | 200.853 | 290.416 | 291.21 | 382.415 | 384.437 | 365.633 | 310.448 | 305.304 | 216.752 | 199.608 | 135.021 | 0 | 0 | 28599 | 28599 | 3262 | 2020 | solar PV | TRUE
61579 | N | . | St. Lawrence University - Sutton | AES Distributed Energy | 61012 | NY | MAT | NPCC |  | 22 | 2 | NAICS-22 Non-Cogen | PV | SUN | SUN | NYIS | A |  | 0 | 0 | 0 | 0 | 0 | 0 | 0 | 0 | 0 | 0 | 0 | 0 | 0 | 0 | 0 | 0 | 0 | 0 | 0 | 0 | 0 | 0 | 0 | 0 | 0 | 0 | 0 | 0 | 0 | 0 | 0 | 0 | 0 | 0 | 0 | 0 | 1405 | 1569 | 2268 | 2274 | 2987 | 3003 | 2856 | 2425 | 2384 | 1693 | 1559 | 1055 | 1405 | 1569 | 2268 | 2274 | 2987 | 3003 | 2856 | 2425 | 2384 | 1693 | 1559 | 1055 | 160.267 | 178.933 | 258.722 | 259.429 | 340.68 | 342.481 | 325.729 | 276.567 | 271.985 | 193.097 | 177.824 | 120.286 | 0 | 0 | 25478 | 25478 | 2906 | 2020 | solar PV | TRUE
61580 | N | . | Tumbleweed Solar, LLC | Heelstone Energy Holdings, LLC | 59462 | OR | PACC | WECC |  | 22 | 2 | NAICS-22 Non-Cogen | PV | SUN | SUN | PACW | A |  | 0 | 0 | 0 | 0 | 0 | 0 | 0 | 0 | 0 | 0 | 0 | 0 | 0 | 0 | 0 | 0 | 0 | 0 | 0 | 0 | 0 | 0 | 0 | 0 | 0 | 0 | 0 | 0 | 0 | 0 | 0 | 0 | 0 | 0 | 0 | 0 | 4724 | 12259 | 14063 | 20551 | 20269 | 22811 | 24900 | 21407 | 16451 | 14416 | 7130 | 5844 | 4724 | 12259 | 14063 | 20551 | 20269 | 22811 | 24900 | 21407 | 16451 | 14416 | 7130 | 5844 | 538.87 | 1398.294 | 1604.112 | 2344.091 | 2312.007 | 2601.872 | 2840.24 | 2441.798 | 1876.482 | 1644.392 | 813.274 | 666.568 | 0 | 0 | 184825 | 184825 | 21082 | 2020 | solar PV | TRUE
61581 | N | . | Davis Lane Solar, LLC | Heelstone Energy Holdings, LLC | 59462 | NC | SAT | SERC |  | 22 | 2 | NAICS-22 Non-Cogen | PV | SUN | SUN | PJM | A |  | 0 | 0 | 0 | 0 | 0 | 0 | 0 | 0 | 0 | 0 | 0 | 0 | 0 | 0 | 0 | 0 | 0 | 0 | 0 | 0 | 0 | 0 | 0 | 0 | 0 | 0 | 0 | 0 | 0 | 0 | 0 | 0 | 0 | 0 | 0 | 0 | 4585 | 4712 | 6027 | 8187 | 8193 | 7971 | 8916 | 7159 | 6063 | 6147 | 5141 | 4345 | 4585 | 4712 | 6027 | 8187 | 8193 | 7971 | 8916 | 7159 | 6063 | 6147 | 5141 | 4345 | 523.001 | 537.49 | 687.502 | 933.808 | 934.551 | 909.202 | 1017.011 | 816.618 | 691.608 | 701.17 | 586.432 | 495.607 | 0 | 0 | 77446 | 77446 | 8834 | 2020 | solar PV | TRUE
61582 | N | . | Voyager Wind II | Terra-Gen Operating Co-Wind | 2770 | CA | PACC | WECC |  | 22 | 2 | NAICS-22 Non-Cogen | WT | WND | WND | CISO | M |  | 0 | 0 | 0 | 0 | 0 | 0 | 0 | 0 | 0 | 0 | 0 | 0 | 0 | 0 | 0 | 0 | 0 | 0 | 0 | 0 | 0 | 0 | 0 | 0 | 0 | 0 | 0 | 0 | 0 | 0 | 0 | 0 | 0 | 0 | 0 | 0 | 354099 | 237086 | 279992 | 464414 | 457655 | 454963 | 456743 | 428338 | 257662 | 284989 | 216457 | 219166 | 354099 | 237086 | 279992 | 464414 | 457655 | 454963 | 456743 | 428338 | 257662 | 284989 | 216457 | 219166 | 40390 | 27043 | 31937 | 52973 | 52202 | 51895 | 52098 | 48858 | 29390 | 32507 | 24690 | 24999 | 0 | 0 | 4111564 | 4111564 | 468982 | 2020 | onshore wind | TRUE
61583 | N | . | Voyager Wind III | Terra-Gen Operating Co-Wind | 2770 | CA | PACC | WECC |  | 22 | 2 | NAICS-22 Non-Cogen | WT | WND | WND | CISO | M |  | 0 | 0 | 0 | 0 | 0 | 0 | 0 | 0 | 0 | 0 | 0 | 0 | 0 | 0 | 0 | 0 | 0 | 0 | 0 | 0 | 0 | 0 | 0 | 0 | 0 | 0 | 0 | 0 | 0 | 0 | 0 | 0 | 0 | 0 | 0 | 0 | 108071 | 65007 | 79815 | 143577 | 140482 | 141596 | 127323 | 124886 | 70408 | 79122 | 56889 | 60475 | 108071 | 65007 | 79815 | 143577 | 140482 | 141596 | 127323 | 124886 | 70408 | 79122 | 56889 | 60475 | 12327 | 7415 | 9104 | 16377 | 16024 | 16151 | 14523 | 14245 | 8031 | 9025 | 6489 | 6898 | 0 | 0 | 1197651 | 1197651 | 136609 | 2020 | onshore wind | TRUE
61584 | N | . | Voyager Wind IV | Terra-Gen Operating Co-Wind | 2770 | CA | PACC | WECC |  | 22 | 2 | NAICS-22 Non-Cogen | WT | WND | WND | CISO | A |  | 0 | 0 | 0 | 0 | 0 | 0 | 0 | 0 | 0 | 0 | 0 | 0 | 0 | 0 | 0 | 0 | 0 | 0 | 0 | 0 | 0 | 0 | 0 | 0 | 0 | 0 | 0 | 0 | 0 | 0 | 0 | 0 | 0 | 0 | 0 | 0 | 35010 | 35888 | 52024 | 70140 | 71569 | 79371 | 77929 | 66394 | 36756 | 40047 | 30646 | 30095 | 35010 | 35888 | 52024 | 70140 | 71569 | 79371 | 77929 | 66394 | 36756 | 40047 | 30646 | 30095 | 3993.372 | 4093.476 | 5934.059 | 8000.417 | 8163.506 | 9053.337 | 8888.89 | 7573.153 | 4192.524 | 4567.875 | 3495.633 | 3432.758 | 0 | 0 | 625869 | 625869 | 71389 | 2020 | onshore wind | TRUE
61585 | N | . | Scandia CSG | DG Minnesota CSG, LLC | 61187 | MN | WNC | MRO |  | 22 | 2 | NAICS-22 Non-Cogen | PV | SUN | SUN | MISO | A |  | 0 | 0 | 0 | 0 | 0 | 0 | 0 | 0 | 0 | 0 | 0 | 0 | 0 | 0 | 0 | 0 | 0 | 0 | 0 | 0 | 0 | 0 | 0 | 0 | 0 | 0 | 0 | 0 | 0 | 0 | 0 | 0 | 0 | 0 | 0 | 0 | 2723 | 6038 | 7326 | 9685 | 10075 | 10920 | 10530 | 10426 | 7352 | 5502 | 4211 | 2636 | 2723 | 6038 | 7326 | 9685 | 10075 | 10920 | 10530 | 10426 | 7352 | 5502 | 4211 | 2636 | 310.564 | 688.719 | 835.615 | 1104.743 | 1149.16 | 1245.561 | 1201.057 | 1189.281 | 838.654 | 627.617 | 480.312 | 300.717 | 0 | 0 | 87424 | 87424 | 9972 | 2020 | solar PV | TRUE
61586 | N | . | MontSun Community Solar | Generate Capital | 61194 | MN | WNC | MRO |  | 22 | 2 | NAICS-22 Non-Cogen | PV | SUN | SUN | MISO | A |  | 0 | 0 | 0 | 0 | 0 | 0 | 0 | 0 | 0 | 0 | 0 | 0 | 0 | 0 | 0 | 0 | 0 | 0 | 0 | 0 | 0 | 0 | 0 | 0 | 0 | 0 | 0 | 0 | 0 | 0 | 0 | 0 | 0 | 0 | 0 | 0 | 2460 | 5455 | 6618 | 8750 | 9102 | 9865 | 9513 | 9420 | 6642 | 4971 | 3804 | 2382 | 2460 | 5455 | 6618 | 8750 | 9102 | 9865 | 9513 | 9420 | 6642 | 4971 | 3804 | 2382 | 280.572 | 622.209 | 754.919 | 998.058 | 1038.185 | 1125.277 | 1085.071 | 1074.432 | 757.664 | 567.008 | 433.928 | 271.677 | 0 | 0 | 78982 | 78982 | 9009 | 2020 | solar PV | TRUE
61587 | N | . | WaveSun Community Solar | Generate Capital | 61194 | MN | WNC | MRO |  | 22 | 2 | NAICS-22 Non-Cogen | PV | SUN | SUN | MISO | A |  | 0 | 0 | 0 | 0 | 0 | 0 | 0 | 0 | 0 | 0 | 0 | 0 | 0 | 0 | 0 | 0 | 0 | 0 | 0 | 0 | 0 | 0 | 0 | 0 | 0 | 0 | 0 | 0 | 0 | 0 | 0 | 0 | 0 | 0 | 0 | 0 | 2513 | 5572 | 6761 | 8938 | 9298 | 10078 | 9718 | 9622 | 6785 | 5078 | 3886 | 2433 | 2513 | 5572 | 6761 | 8938 | 9298 | 10078 | 9718 | 9622 | 6785 | 5078 | 3886 | 2433 | 286.617 | 635.607 | 771.175 | 1019.55 | 1060.541 | 1149.509 | 1108.436 | 1097.568 | 773.98 | 579.218 | 443.272 | 277.527 | 0 | 0 | 80682 | 80682 | 9203 | 2020 | solar PV | TRUE
61588 | N | . | Independence II Solar Farm | MC Power Companies Inc | 58822 | MO | WNC | MRO |  | 22 | 2 | NAICS-22 Non-Cogen | PV | SUN | SUN | SWPP | M |  | 0 | 0 | 0 | 0 | 0 | 0 | 0 | 0 | 0 | 0 | 0 | 0 | 0 | 0 | 0 | 0 | 0 | 0 | 0 | 0 | 0 | 0 | 0 | 0 | 0 | 0 | 0 | 0 | 0 | 0 | 0 | 0 | 0 | 0 | 0 | 0 | 6111 | 9670 | 10722 | 12397 | 10713 | 12835 | 13484 | 14334 | 12142 | 8618 | 9144 | 8749 | 6111 | 9670 | 10722 | 12397 | 10713 | 12835 | 13484 | 14334 | 12142 | 8618 | 9144 | 8749 | 697 | 1103 | 1223 | 1414 | 1222 | 1464 | 1538 | 1635 | 1385 | 983 | 1043 | 998 | 0 | 0 | 128919 | 128919 | 14705 | 2020 | solar PV | TRUE
61589 | N | . | UL Advanced Wind Turbine Test Facility | West Texas A&M University | 61188 | TX | WSC | MRO |  | 611 | 4 | Commercial NAICS Non-Cogen | WT | WND | WND | SWPP | A |  | 0 | 0 | 0 | 0 | 0 | 0 | 0 | 0 | 0 | 0 | 0 | 0 | 0 | 0 | 0 | 0 | 0 | 0 | 0 | 0 | 0 | 0 | 0 | 0 | 0 | 0 | 0 | 0 | 0 | 0 | 0 | 0 | 0 | 0 | 0 | 0 | 8342 | 8075 | 8039 | 8094 | 8437 | 8879 | 7309 | 6710 | 5458 | 7694 | 7806 | 8314 | 8342 | 8075 | 8039 | 8094 | 8437 | 8879 | 7309 | 6710 | 5458 | 7694 | 7806 | 8314 | 951.474 | 921.115 | 916.972 | 923.229 | 962.405 | 1012.804 | 833.654 | 765.36 | 622.612 | 877.663 | 890.387 | 948.325 | 0 | 0 | 93157 | 93157 | 10626 | 2020 | onshore wind | FALSE
61590 | N | . | DG Foxborough Elm CSG | NRG DG Foxborough Elm LLC | 61189 | MA | NEW | NPCC |  | 22 | 2 | NAICS-22 Non-Cogen | PV | SUN | SUN | ISNE | A |  | 0 | 0 | 0 | 0 | 0 | 0 | 0 | 0 | 0 | 0 | 0 | 0 | 0 | 0 | 0 | 0 | 0 | 0 | 0 | 0 | 0 | 0 | 0 | 0 | 0 | 0 | 0 | 0 | 0 | 0 | 0 | 0 | 0 | 0 | 0 | 0 | 1220 | 1598 | 2431 | 2331 | 3286 | 3104 | 3057 | 2890 | 2509 | 1824 | 1305 | 993 | 1220 | 1598 | 2431 | 2331 | 3286 | 3104 | 3057 | 2890 | 2509 | 1824 | 1305 | 993 | 139.115 | 182.219 | 277.261 | 265.839 | 374.782 | 354.093 | 348.705 | 329.632 | 286.205 | 208.081 | 148.814 | 113.254 | 0 | 0 | 26548 | 26548 | 3028 | 2020 | solar PV | TRUE
61591 | N | . | Town of Foxborough - Landfill (SREC II) CSG | Town of Foxborough - Landfill (SREC II) | 61190 | MA | NEW | NPCC |  | 22 | 2 | NAICS-22 Non-Cogen | PV | SUN | SUN | ISNE | A |  | 0 | 0 | 0 | 0 | 0 | 0 | 0 | 0 | 0 | 0 | 0 | 0 | 0 | 0 | 0 | 0 | 0 | 0 | 0 | 0 | 0 | 0 | 0 | 0 | 0 | 0 | 0 | 0 | 0 | 0 | 0 | 0 | 0 | 0 | 0 | 0 | 818 | 1072 | 1631 | 1564 | 2205 | 2083 | 2052 | 1939 | 1684 | 1224 | 876 | 666 | 818 | 1072 | 1631 | 1564 | 2205 | 2083 | 2052 | 1939 | 1684 | 1224 | 876 | 666 | 93.356 | 122.282 | 186.062 | 178.397 | 251.505 | 237.621 | 234.005 | 221.206 | 192.064 | 139.637 | 99.864 | 76.001 | 0 | 0 | 17814 | 17814 | 2032 | 2020 | solar PV | TRUE
61593 | N | . | Westmont 301 | Westmont Solar, LLC | 60991 | CA | PACC | WECC |  | 493 | 4 | Commercial NAICS Non-Cogen | PV | SUN | SUN | LDWP | A |  | 0 | 0 | 0 | 0 | 0 | 0 | 0 | 0 | 0 | 0 | 0 | 0 | 0 | 0 | 0 | 0 | 0 | 0 | 0 | 0 | 0 | 0 | 0 | 0 | 0 | 0 | 0 | 0 | 0 | 0 | 0 | 0 | 0 | 0 | 0 | 0 | 1423 | 1929 | 1887 | 2379 | 3113 | 3100 | 3501 | 2901 | 2278 | 2105 | 1664 | 1318 | 1423 | 1929 | 1887 | 2379 | 3113 | 3100 | 3501 | 2901 | 2278 | 2105 | 1664 | 1318 | 162.296 | 220.001 | 215.284 | 271.318 | 355.088 | 353.597 | 399.393 | 330.886 | 259.811 | 240.15 | 189.857 | 150.319 | 0 | 0 | 27598 | 27598 | 3148 | 2020 | solar PV | FALSE
61594 | N | . | Westmont 401 | Westmont Solar, LLC | 60991 | CA | PACC | WECC |  | 493 | 4 | Commercial NAICS Non-Cogen | PV | SUN | SUN | LDWP | A |  | 0 | 0 | 0 | 0 | 0 | 0 | 0 | 0 | 0 | 0 | 0 | 0 | 0 | 0 | 0 | 0 | 0 | 0 | 0 | 0 | 0 | 0 | 0 | 0 | 0 | 0 | 0 | 0 | 0 | 0 | 0 | 0 | 0 | 0 | 0 | 0 | 2248 | 3047 | 2982 | 3758 | 4918 | 4897 | 5531 | 4583 | 3598 | 3326 | 2629 | 2082 | 2248 | 3047 | 2982 | 3758 | 4918 | 4897 | 5531 | 4583 | 3598 | 3326 | 2629 | 2082 | 256.385 | 347.542 | 340.091 | 428.611 | 560.944 | 558.588 | 630.935 | 522.712 | 410.432 | 379.373 | 299.923 | 237.464 | 0 | 0 | 43599 | 43599 | 4973 | 2020 | solar PV | FALSE
61595 | N | . | Flambeau Solar Partners | Flambeau Solar Partners, LLC | 61202 | WI | ENC | MRO |  | 22 | 2 | NAICS-22 Non-Cogen | PV | SUN | SUN | MISO | A |  | 0 | 0 | 0 | 0 | 0 | 0 | 0 | 0 | 0 | 0 | 0 | 0 | 0 | 0 | 0 | 0 | 0 | 0 | 0 | 0 | 0 | 0 | 0 | 0 | 0 | 0 | 0 | 0 | 0 | 0 | 0 | 0 | 0 | 0 | 0 | 0 | 1050 | 2964 | 3184 | 4512 | 5132 | 4703 | 5796 | 5047 | 3383 | 2609 | 1755 | 1176 | 1050 | 2964 | 3184 | 4512 | 5132 | 4703 | 5796 | 5047 | 3383 | 2609 | 1755 | 1176 | 119.726 | 338.064 | 363.222 | 514.62 | 585.378 | 536.409 | 661.077 | 575.719 | 385.909 | 297.631 | 200.143 | 134.102 | 0 | 0 | 41311 | 41311 | 4712 | 2020 | solar PV | TRUE
61596 | N | . | Citizens Agawam Landfill Solar | Citizens Enterprises Corporation | 58871 | MA | NEW | NPCC |  | 22 | 2 | NAICS-22 Non-Cogen | PV | SUN | SUN | ISNE | A |  | 0 | 0 | 0 | 0 | 0 | 0 | 0 | 0 | 0 | 0 | 0 | 0 | 0 | 0 | 0 | 0 | 0 | 0 | 0 | 0 | 0 | 0 | 0 | 0 | 0 | 0 | 0 | 0 | 0 | 0 | 0 | 0 | 0 | 0 | 0 | 0 | 1114 | 1460 | 2221 | 2130 | 3003 | 2837 | 2794 | 2641 | 2293 | 1667 | 1192 | 907 | 1114 | 1460 | 2221 | 2130 | 3003 | 2837 | 2794 | 2641 | 2293 | 1667 | 1192 | 907 | 127.123 | 166.512 | 253.363 | 242.925 | 342.478 | 323.572 | 318.648 | 301.219 | 261.536 | 190.145 | 135.987 | 103.492 | 0 | 0 | 24259 | 24259 | 2767 | 2020 | solar PV | TRUE
61597 | N | . | Norton Landfill Solar | Citizens Enterprises Corporation | 58871 | MA | NEW | NPCC |  | 22 | 2 | NAICS-22 Non-Cogen | PV | SUN | SUN | ISNE | A |  | 0 | 0 | 0 | 0 | 0 | 0 | 0 | 0 | 0 | 0 | 0 | 0 | 0 | 0 | 0 | 0 | 0 | 0 | 0 | 0 | 0 | 0 | 0 | 0 | 0 | 0 | 0 | 0 | 0 | 0 | 0 | 0 | 0 | 0 | 0 | 0 | 967 | 1267 | 1928 | 1849 | 2606 | 2463 | 2425 | 2292 | 1990 | 1447 | 1035 | 788 | 967 | 1267 | 1928 | 1849 | 2606 | 2463 | 2425 | 2292 | 1990 | 1447 | 1035 | 788 | 110.355 | 144.547 | 219.941 | 210.88 | 297.301 | 280.889 | 276.615 | 261.485 | 227.036 | 165.063 | 118.048 | 89.84 | 0 | 0 | 21057 | 21057 | 2402 | 2020 | solar PV | TRUE
61598 | N | . | Tyngsborough Solar | Citizens Enterprises Corporation | 58871 | MA | NEW | NPCC |  | 22 | 2 | NAICS-22 Non-Cogen | PV | SUN | SUN | ISNE | A |  | 0 | 0 | 0 | 0 | 0 | 0 | 0 | 0 | 0 | 0 | 0 | 0 | 0 | 0 | 0 | 0 | 0 | 0 | 0 | 0 | 0 | 0 | 0 | 0 | 0 | 0 | 0 | 0 | 0 | 0 | 0 | 0 | 0 | 0 | 0 | 0 | 1630 | 2135 | 3248 | 3114 | 4390 | 4148 | 4085 | 3861 | 3353 | 2438 | 1743 | 1327 | 1630 | 2135 | 3248 | 3114 | 4390 | 4148 | 4085 | 3861 | 3353 | 2438 | 1743 | 1327 | 185.887 | 243.48 | 370.475 | 355.213 | 500.782 | 473.137 | 465.938 | 440.452 | 382.426 | 278.037 | 198.844 | 151.329 | 0 | 0 | 35472 | 35472 | 4046 | 2020 | solar PV | TRUE
61599 | N | . | New Road Solar, LLC | NJR Clean Energy Ventures Corporation | 56990 | NJ | MAT | RFC |  | 22 | 2 | NAICS-22 Non-Cogen | PV | SUN | SUN | PJM | A |  | 0 | 0 | 0 | 0 | 0 | 0 | 0 | 0 | 0 | 0 | 0 | 0 | 0 | 0 | 0 | 0 | 0 | 0 | 0 | 0 | 0 | 0 | 0 | 0 | 0 | 0 | 0 | 0 | 0 | 0 | 0 | 0 | 0 | 0 | 0 | 0 | 7352 | 8260 | 11830 | 12302 | 16100 | 16901 | 15918 | 13754 | 12637 | 9126 | 8374 | 5800 | 7352 | 8260 | 11830 | 12302 | 16100 | 16901 | 15918 | 13754 | 12637 | 9126 | 8374 | 5800 | 838.59 | 942.16 | 1349.39 | 1403.218 | 1836.433 | 1927.754 | 1815.645 | 1568.782 | 1441.453 | 1040.905 | 955.153 | 661.517 | 0 | 0 | 138354 | 138354 | 15781 | 2020 | solar PV | TRUE
61600 | N | . | Old Bridge Solar Farm | NJR Clean Energy Ventures Corporation | 56990 | NJ | MAT | RFC |  | 22 | 2 | NAICS-22 Non-Cogen | PV | SUN | SUN | PJM | A |  | 0 | 0 | 0 | 0 | 0 | 0 | 0 | 0 | 0 | 0 | 0 | 0 | 0 | 0 | 0 | 0 | 0 | 0 | 0 | 0 | 0 | 0 | 0 | 0 | 0 | 0 | 0 | 0 | 0 | 0 | 0 | 0 | 0 | 0 | 0 | 0 | 6122 | 6879 | 9852 | 10245 | 13408 | 14074 | 13256 | 11454 | 10524 | 7600 | 6973 | 4830 | 6122 | 6879 | 9852 | 10245 | 13408 | 14074 | 13256 | 11454 | 10524 | 7600 | 6973 | 4830 | 698.357 | 784.606 | 1123.737 | 1168.562 | 1529.333 | 1605.382 | 1512.021 | 1306.44 | 1200.404 | 866.838 | 795.426 | 550.894 | 0 | 0 | 115217 | 115217 | 13142 | 2020 | solar PV | TRUE
61601 | N | . | Raritan Solar - 53 Highway | NJR Clean Energy Ventures Corporation | 56990 | NJ | MAT | RFC |  | 22 | 2 | NAICS-22 Non-Cogen | PV | SUN | SUN | PJM | A |  | 0 | 0 | 0 | 0 | 0 | 0 | 0 | 0 | 0 | 0 | 0 | 0 | 0 | 0 | 0 | 0 | 0 | 0 | 0 | 0 | 0 | 0 | 0 | 0 | 0 | 0 | 0 | 0 | 0 | 0 | 0 | 0 | 0 | 0 | 0 | 0 | 5546 | 6231 | 8924 | 9280 | 12145 | 12749 | 12007 | 10375 | 9533 | 6884 | 6317 | 4375 | 5546 | 6231 | 8924 | 9280 | 12145 | 12749 | 12007 | 10375 | 9533 | 6884 | 6317 | 4375 | 632.568 | 710.695 | 1017.879 | 1058.482 | 1385.267 | 1454.152 | 1369.586 | 1183.371 | 1087.324 | 785.181 | 720.496 | 498.999 | 0 | 0 | 104366 | 104366 | 11904 | 2020 | solar PV | TRUE
61602 | N | . | CED Chicopee Solar | Consolidated Edison Development Inc. | 56769 | MA | NEW | NPCC |  | 22 | 2 | NAICS-22 Non-Cogen | PV | SUN | SUN | ISNE | A |  | 0 | 0 | 0 | 0 | 0 | 0 | 0 | 0 | 0 | 0 | 0 | 0 | 0 | 0 | 0 | 0 | 0 | 0 | 0 | 0 | 0 | 0 | 0 | 0 | 0 | 0 | 0 | 0 | 0 | 0 | 0 | 0 | 0 | 0 | 0 | 0 | 2156 | 2824 | 4296 | 4119 | 5808 | 5487 | 5403 | 5108 | 4435 | 3224 | 2306 | 1755 | 2156 | 2824 | 4296 | 4119 | 5808 | 5487 | 5403 | 5108 | 4435 | 3224 | 2306 | 1755 | 245.889 | 322.072 | 490.06 | 469.871 | 662.429 | 625.86 | 616.337 | 582.625 | 505.869 | 367.783 | 263.029 | 200.176 | 0 | 0 | 46921 | 46921 | 5352 | 2020 | solar PV | TRUE
61603 | N | . | UMASS | Consolidated Edison Development Inc. | 56769 | MA | NEW | NPCC |  | 22 | 2 | NAICS-22 Non-Cogen | PV | SUN | SUN | ISNE | A |  | 0 | 0 | 0 | 0 | 0 | 0 | 0 | 0 | 0 | 0 | 0 | 0 | 0 | 0 | 0 | 0 | 0 | 0 | 0 | 0 | 0 | 0 | 0 | 0 | 0 | 0 | 0 | 0 | 0 | 0 | 0 | 0 | 0 | 0 | 0 | 0 | 2341 | 3066 | 4665 | 4473 | 6306 | 5957 | 5867 | 5546 | 4815 | 3501 | 2504 | 1905 | 2341 | 3066 | 4665 | 4473 | 6306 | 5957 | 5867 | 5546 | 4815 | 3501 | 2504 | 1905 | 266.976 | 349.694 | 532.089 | 510.169 | 719.24 | 679.535 | 669.196 | 632.592 | 549.253 | 399.325 | 285.587 | 217.344 | 0 | 0 | 50946 | 50946 | 5811 | 2020 | solar PV | TRUE
61604 | N | . | Camden CSD Solar Array | AEP Onsite Partners, LLC | 60571 | NY | MAT | NPCC |  | 22 | 2 | NAICS-22 Non-Cogen | PV | SUN | SUN | NYIS | A |  | 0 | 0 | 0 | 0 | 0 | 0 | 0 | 0 | 0 | 0 | 0 | 0 | 0 | 0 | 0 | 0 | 0 | 0 | 0 | 0 | 0 | 0 | 0 | 0 | 0 | 0 | 0 | 0 | 0 | 0 | 0 | 0 | 0 | 0 | 0 | 0 | 1278 | 1427 | 2064 | 2069 | 2717 | 2732 | 2598 | 2206 | 2170 | 1540 | 1418 | 959 | 1278 | 1427 | 2064 | 2069 | 2717 | 2732 | 2598 | 2206 | 2170 | 1540 | 1418 | 959 | 145.819 | 162.801 | 235.396 | 236.039 | 309.965 | 311.603 | 296.362 | 251.632 | 247.463 | 175.687 | 161.792 | 109.441 | 0 | 0 | 23178 | 23178 | 2644 | 2020 | solar PV | TRUE
61605 | N | . | San Luis Valley Solar Array | AEP Onsite Partners, LLC | 60571 | CO | MTN | WECC |  | 22 | 2 | NAICS-22 Non-Cogen | PV | SUN | SUN | PSCO | A |  | 0 | 0 | 0 | 0 | 0 | 0 | 0 | 0 | 0 | 0 | 0 | 0 | 0 | 0 | 0 | 0 | 0 | 0 | 0 | 0 | 0 | 0 | 0 | 0 | 0 | 0 | 0 | 0 | 0 | 0 | 0 | 0 | 0 | 0 | 0 | 0 | 3126 | 3293 | 5044 | 5637 | 6546 | 6346 | 6577 | 5361 | 5224 | 3937 | 3392 | 2563 | 3126 | 3293 | 5044 | 5637 | 6546 | 6346 | 6577 | 5361 | 5224 | 3937 | 3392 | 2563 | 356.534 | 375.573 | 575.355 | 643.018 | 746.676 | 723.893 | 750.254 | 611.472 | 595.927 | 449.015 | 386.927 | 292.356 | 0 | 0 | 57046 | 57046 | 6507 | 2020 | solar PV | TRUE
61606 | N | . | Vilas Solar Array | AEP Onsite Partners, LLC | 60571 | CO | MTN | WECC |  | 22 | 2 | NAICS-22 Non-Cogen | PV | SUN | SUN | PSCO | A |  | 0 | 0 | 0 | 0 | 0 | 0 | 0 | 0 | 0 | 0 | 0 | 0 | 0 | 0 | 0 | 0 | 0 | 0 | 0 | 0 | 0 | 0 | 0 | 0 | 0 | 0 | 0 | 0 | 0 | 0 | 0 | 0 | 0 | 0 | 0 | 0 | 4941 | 5204 | 7973 | 8910 | 10347 | 10031 | 10396 | 8473 | 8258 | 6222 | 5362 | 4051 | 4941 | 5204 | 7973 | 8910 | 10347 | 10031 | 10396 | 8473 | 8258 | 6222 | 5362 | 4051 | 563.541 | 593.633 | 909.409 | 1016.357 | 1180.201 | 1144.189 | 1185.855 | 966.496 | 941.925 | 709.715 | 611.58 | 462.099 | 0 | 0 | 90168 | 90168 | 10285 | 2020 | solar PV | TRUE
61607 | N | . | Stenner Creek Solar | Stenner Creek Solar LLC | 61210 | CA | PACC | WECC |  | 611 | 4 | Commercial NAICS Non-Cogen | PV | SUN | SUN | CISO | A |  | 0 | 0 | 0 | 0 | 0 | 0 | 0 | 0 | 0 | 0 | 0 | 0 | 0 | 0 | 0 | 0 | 0 | 0 | 0 | 0 | 0 | 0 | 0 | 0 | 0 | 0 | 0 | 0 | 0 | 0 | 0 | 0 | 0 | 0 | 0 | 0 | 4561 | 6183 | 6050 | 7625 | 9979 | 9937 | 11224 | 9299 | 7301 | 6749 | 5336 | 4224 | 4561 | 6183 | 6050 | 7625 | 9979 | 9937 | 11224 | 9299 | 7301 | 6749 | 5336 | 4224 | 520.244 | 705.218 | 690.099 | 869.719 | 1138.244 | 1133.464 | 1280.266 | 1060.665 | 832.831 | 769.809 | 608.59 | 481.851 | 0 | 0 | 88468 | 88468 | 10091 | 2020 | solar PV | FALSE
61608 | N | . | Montgomery County Solar | Montgomery County Solar | 61211 | MD | SAT | RFC |  | 92 | 4 | Commercial NAICS Non-Cogen | PV | SUN | SUN | PJM | A |  | 0 | 0 | 0 | 0 | 0 | 0 | 0 | 0 | 0 | 0 | 0 | 0 | 0 | 0 | 0 | 0 | 0 | 0 | 0 | 0 | 0 | 0 | 0 | 0 | 0 | 0 | 0 | 0 | 0 | 0 | 0 | 0 | 0 | 0 | 0 | 0 | 1443 | 1639 | 2082 | 2336 | 2670 | 2877 | 2858 | 2383 | 2115 | 1815 | 1639 | 1208 | 1443 | 1639 | 2082 | 2336 | 2670 | 2877 | 2858 | 2383 | 2115 | 1815 | 1639 | 1208 | 164.585 | 186.953 | 237.502 | 266.419 | 304.552 | 328.164 | 326.047 | 271.824 | 241.2 | 207.003 | 186.94 | 137.811 | 0 | 0 | 25065 | 25065 | 2859 | 2020 | solar PV | FALSE
61609 | N | . | Heartland Divide Wind Project, LLC | Heartland Divide Wind Project, LLC | 61214 | IA | WNC | MRO |  | 22 | 2 | NAICS-22 Non-Cogen | WT | WND | WND | MISO | M |  | 0 | 0 | 0 | 0 | 0 | 0 | 0 | 0 | 0 | 0 | 0 | 0 | 0 | 0 | 0 | 0 | 0 | 0 | 0 | 0 | 0 | 0 | 0 | 0 | 0 | 0 | 0 | 0 | 0 | 0 | 0 | 0 | 0 | 0 | 0 | 0 | 335294 | 384749 | 352644 | 340352 | 271645 | 358965 | 221595 | 264343 | 313762 | 361113 | 419361 | 337933 | 335294 | 384749 | 352644 | 340352 | 271645 | 358965 | 221595 | 264343 | 313762 | 361113 | 419361 | 337933 | 38245 | 43886 | 40224 | 38822 | 30985 | 40945 | 25276 | 30152 | 35789 | 41190 | 47834 | 38546 | 0 | 0 | 3961756 | 3961756 | 451894 | 2020 | onshore wind | TRUE
61610 | N | . | NC 102 Project LLC | NC 102 Project LLC | 61209 | NC | SAT | SERC |  | 22 | 2 | NAICS-22 Non-Cogen | PV | SUN | SUN | DUK | M |  | 0 | 0 | 0 | 0 | 0 | 0 | 0 | 0 | 0 | 0 | 0 | 0 | 0 | 0 | 0 | 0 | 0 | 0 | 0 | 0 | 0 | 0 | 0 | 0 | 0 | 0 | 0 | 0 | 0 | 0 | 0 | 0 | 0 | 0 | 0 | 0 | 73318 | 71328 | 89941 | 135748 | 120345 | 128235 | 145409 | 109360 | 105327 | 99488 | 80411 | 73152 | 73318 | 71328 | 89941 | 135748 | 120345 | 128235 | 145409 | 109360 | 105327 | 99488 | 80411 | 73152 | 8363 | 8136 | 10259 | 15484 | 13727 | 14627 | 16586 | 12474 | 12014 | 11348 | 9172 | 8344 | 0 | 0 | 1232062 | 1232062 | 140534 | 2020 | solar PV | TRUE
61611 | N | . | Techren Solar I LLC | Techren Solar I LLC | 61532 | NV | MTN | WECC |  | 22 | 2 | NAICS-22 Non-Cogen | PV | SUN | SUN | NEVP | M |  | 0 | 0 | 0 | 0 | 0 | 0 | 0 | 0 | 0 | 0 | 0 | 0 | 0 | 0 | 0 | 0 | 0 | 0 | 0 | 0 | 0 | 0 | 0 | 0 | 0 | 0 | 0 | 0 | 0 | 0 | 0 | 0 | 0 | 0 | 0 | 0 | 136134 | 171833 | 188140 | 203938 | 237524 | 259196 | 216142 | 228713 | 182529 | 153563 | 128252 | 97331 | 136134 | 171833 | 188140 | 203938 | 237524 | 259196 | 216142 | 228713 | 182529 | 153563 | 128252 | 97331 | 15528 | 19600 | 21460 | 23262 | 27093 | 29565 | 24654 | 26088 | 20820 | 17516 | 14629 | 11102 | 0 | 0 | 2203295 | 2203295 | 251317 | 2020 | solar PV | TRUE
61612 | N | . | WED Kingstown Solar I, LLC - West | WED Kingstown Solar I, LLC | 61216 | RI | NEW | NPCC |  | 22 | 2 | NAICS-22 Non-Cogen | PV | SUN | SUN | ISNE | A |  | 0 | 0 | 0 | 0 | 0 | 0 | 0 | 0 | 0 | 0 | 0 | 0 | 0 | 0 | 0 | 0 | 0 | 0 | 0 | 0 | 0 | 0 | 0 | 0 | 0 | 0 | 0 | 0 | 0 | 0 | 0 | 0 | 0 | 0 | 0 | 0 | 769 | 1058 | 1697 | 1684 | 2379 | 2285 | 2286 | 1985 | 1801 | 1268 | 953 | 596 | 769 | 1058 | 1697 | 1684 | 2379 | 2285 | 2286 | 1985 | 1801 | 1268 | 953 | 596 | 87.746 | 120.646 | 193.593 | 192.108 | 271.365 | 260.607 | 260.796 | 226.432 | 205.42 | 144.621 | 108.717 | 67.949 | 0 | 0 | 18761 | 18761 | 2140 | 2020 | solar PV | TRUE
61613 | N | . | WED Stilson Solar | WED Stilson Solar, LLC | 61217 | RI | NEW | NPCC |  | 22 | 2 | NAICS-22 Non-Cogen | PV | SUN | SUN | ISNE | A |  | 0 | 0 | 0 | 0 | 0 | 0 | 0 | 0 | 0 | 0 | 0 | 0 | 0 | 0 | 0 | 0 | 0 | 0 | 0 | 0 | 0 | 0 | 0 | 0 | 0 | 0 | 0 | 0 | 0 | 0 | 0 | 0 | 0 | 0 | 0 | 0 | 1147 | 1578 | 2532 | 2512 | 3549 | 3408 | 3410 | 2961 | 2686 | 1891 | 1422 | 889 | 1147 | 1578 | 2532 | 2512 | 3549 | 3408 | 3410 | 2961 | 2686 | 1891 | 1422 | 889 | 130.878 | 179.954 | 288.762 | 286.546 | 404.765 | 388.719 | 389.001 | 337.744 | 306.402 | 215.715 | 162.162 | 101.352 | 0 | 0 | 27985 | 27985 | 3192 | 2020 | solar PV | TRUE
61614 | N | . | Cyril | Western Farmers Elec Coop, Inc | 20447 | OK | WSC | MRO |  | 22 | 1 | Electric Utility | PV | SUN | SUN | SWPP | M |  | 0 | 0 | 0 | 0 | 0 | 0 | 0 | 0 | 0 | 0 | 0 | 0 | 0 | 0 | 0 | 0 | 0 | 0 | 0 | 0 | 0 | 0 | 0 | 0 | 0 | 0 | 0 | 0 | 0 | 0 | 0 | 0 | 0 | 0 | 0 | 0 | 4138 | 5120 | 5663 | 6251 | 8083 | 8942 | 9363 | 9451 | 5260 | 4138 | 2341 | 3121 | 4138 | 5120 | 5663 | 6251 | 8083 | 8942 | 9363 | 9451 | 5260 | 4138 | 2341 | 3121 | 472 | 584 | 646 | 713 | 922 | 1020 | 1068 | 1078 | 600 | 472 | 267 | 356 | 0 | 0 | 71871 | 71871 | 8198 | 2020 | solar PV | TRUE
61615 | N | . | Hinton | Western Farmers Elec Coop, Inc | 20447 | OK | WSC | MRO |  | 22 | 1 | Electric Utility | PV | SUN | SUN | SWPP | M |  | 0 | 0 | 0 | 0 | 0 | 0 | 0 | 0 | 0 | 0 | 0 | 0 | 0 | 0 | 0 | 0 | 0 | 0 | 0 | 0 | 0 | 0 | 0 | 0 | 0 | 0 | 0 | 0 | 0 | 0 | 0 | 0 | 0 | 0 | 0 | 0 | 2604 | 3209 | 3445 | 3095 | 5436 | 6610 | 5322 | 5436 | 3577 | 3235 | 1710 | 2174 | 2604 | 3209 | 3445 | 3095 | 5436 | 6610 | 5322 | 5436 | 3577 | 3235 | 1710 | 2174 | 297 | 366 | 393 | 353 | 620 | 754 | 607 | 620 | 408 | 369 | 195 | 248 | 0 | 0 | 45853 | 45853 | 5230 | 2020 | solar PV | TRUE
61616 | N | . | Marietta | Western Farmers Elec Coop, Inc | 20447 | OK | WSC | MRO |  | 22 | 1 | Electric Utility | PV | SUN | SUN | SWPP | M |  | 0 | 0 | 0 | 0 | 0 | 0 | 0 | 0 | 0 | 0 | 0 | 0 | 0 | 0 | 0 | 0 | 0 | 0 | 0 | 0 | 0 | 0 | 0 | 0 | 0 | 0 | 0 | 0 | 0 | 0 | 0 | 0 | 0 | 0 | 0 | 0 | 2218 | 3445 | 2534 | 2227 | 3524 | 4638 | 4392 | 5979 | 4138 | 3419 | 2639 | 1964 | 2218 | 3445 | 2534 | 2227 | 3524 | 4638 | 4392 | 5979 | 4138 | 3419 | 2639 | 1964 | 253 | 393 | 289 | 254 | 402 | 529 | 501 | 682 | 472 | 390 | 301 | 224 | 0 | 0 | 41117 | 41117 | 4690 | 2020 | solar PV | TRUE
61617 | N | . | Pine Ridge | Western Farmers Elec Coop, Inc | 20447 | OK | WSC | MRO |  | 22 | 1 | Electric Utility | PV | SUN | SUN | SWPP | M |  | 0 | 0 | 0 | 0 | 0 | 0 | 0 | 0 | 0 | 0 | 0 | 0 | 0 | 0 | 0 | 0 | 0 | 0 | 0 | 0 | 0 | 0 | 0 | 0 | 0 | 0 | 0 | 0 | 0 | 0 | 0 | 0 | 0 | 0 | 0 | 0 | 1753 | 2797 | 3121 | 3235 | 3025 | 4419 | 6014 | 6593 | 4287 | 3270 | 1210 | 1508 | 1753 | 2797 | 3121 | 3235 | 3025 | 4419 | 6014 | 6593 | 4287 | 3270 | 1210 | 1508 | 200 | 319 | 356 | 369 | 345 | 504 | 686 | 752 | 489 | 373 | 138 | 172 | 0 | 0 | 41232 | 41232 | 4703 | 2020 | solar PV | TRUE
61618 | N | . | Tuttle | Western Farmers Elec Coop, Inc | 20447 | OK | WSC | MRO |  | 22 | 1 | Electric Utility | PV | SUN | SUN | SWPP | M |  | 0 | 0 | 0 | 0 | 0 | 0 | 0 | 0 | 0 | 0 | 0 | 0 | 0 | 0 | 0 | 0 | 0 | 0 | 0 | 0 | 0 | 0 | 0 | 0 | 0 | 0 | 0 | 0 | 0 | 0 | 0 | 0 | 0 | 0 | 0 | 0 | 3708 | 4348 | 5479 | 7049 | 7855 | 5637 | 4673 | 6584 | 5216 | 3586 | 763 | 2402 | 3708 | 4348 | 5479 | 7049 | 7855 | 5637 | 4673 | 6584 | 5216 | 3586 | 763 | 2402 | 423 | 496 | 625 | 804 | 896 | 643 | 533 | 751 | 595 | 409 | 87 | 274 | 0 | 0 | 57300 | 57300 | 6536 | 2020 | solar PV | TRUE
61619 | N | . | CDCR (CA) - Solano State Prison | SunE Solano SP Owner, LLC | 61224 | CA | PACC | WECC |  | 22 | 2 | NAICS-22 Non-Cogen | PV | SUN | SUN | CISO | A |  | 0 | 0 | 0 | 0 | 0 | 0 | 0 | 0 | 0 | 0 | 0 | 0 | 0 | 0 | 0 | 0 | 0 | 0 | 0 | 0 | 0 | 0 | 0 | 0 | 0 | 0 | 0 | 0 | 0 | 0 | 0 | 0 | 0 | 0 | 0 | 0 | 871 | 1181 | 1155 | 1456 | 1906 | 1898 | 2143 | 1776 | 1394 | 1289 | 1019 | 807 | 871 | 1181 | 1155 | 1456 | 1906 | 1898 | 2143 | 1776 | 1394 | 1289 | 1019 | 807 | 99.348 | 134.67 | 131.783 | 166.083 | 217.362 | 216.449 | 244.482 | 202.547 | 159.039 | 147.004 | 116.218 | 92.015 | 0 | 0 | 16895 | 16895 | 1927 | 2020 | solar PV | TRUE
61620 | N | . | CDCR (CA) - Corcoran State Prison | SunE Corcoran SP Owner, LLC | 61225 | CA | PACC | WECC |  | 22 | 2 | NAICS-22 Non-Cogen | PV | SUN | SUN | CISO | A |  | 0 | 0 | 0 | 0 | 0 | 0 | 0 | 0 | 0 | 0 | 0 | 0 | 0 | 0 | 0 | 0 | 0 | 0 | 0 | 0 | 0 | 0 | 0 | 0 | 0 | 0 | 0 | 0 | 0 | 0 | 0 | 0 | 0 | 0 | 0 | 0 | 3926 | 5322 | 5208 | 6563 | 8590 | 8554 | 9661 | 8004 | 6285 | 5809 | 4593 | 3636 | 3926 | 5322 | 5208 | 6563 | 8590 | 8554 | 9661 | 8004 | 6285 | 5809 | 4593 | 3636 | 447.81 | 607.029 | 594.014 | 748.625 | 979.763 | 975.648 | 1102.011 | 912.985 | 716.874 | 662.626 | 523.854 | 414.761 | 0 | 0 | 76151 | 76151 | 8686 | 2020 | solar PV | TRUE
61621 | N | . | CDCR (CA) - Wasco State Prison | SunE Wasco SP Owner, LLC | 61226 | CA | PACC | WECC |  | 22 | 2 | NAICS-22 Non-Cogen | PV | SUN | SUN | CISO | A |  | 0 | 0 | 0 | 0 | 0 | 0 | 0 | 0 | 0 | 0 | 0 | 0 | 0 | 0 | 0 | 0 | 0 | 0 | 0 | 0 | 0 | 0 | 0 | 0 | 0 | 0 | 0 | 0 | 0 | 0 | 0 | 0 | 0 | 0 | 0 | 0 | 1349 | 1829 | 1790 | 2255 | 2952 | 2939 | 3320 | 2751 | 2160 | 1996 | 1578 | 1250 | 1349 | 1829 | 1790 | 2255 | 2952 | 2939 | 3320 | 2751 | 2160 | 1996 | 1578 | 1250 | 153.893 | 208.609 | 204.137 | 257.27 | 336.702 | 335.288 | 378.713 | 313.753 | 246.358 | 227.716 | 180.026 | 142.535 | 0 | 0 | 26169 | 26169 | 2985 | 2020 | solar PV | TRUE
61622 | N | . | WED Kingstown Solar I - East Array | WED Kingstown Solar I, LLC | 61216 | RI | NEW | NPCC |  | 22 | 2 | NAICS-22 Non-Cogen | PV | SUN | SUN | ISNE | A |  | 0 | 0 | 0 | 0 | 0 | 0 | 0 | 0 | 0 | 0 | 0 | 0 | 0 | 0 | 0 | 0 | 0 | 0 | 0 | 0 | 0 | 0 | 0 | 0 | 0 | 0 | 0 | 0 | 0 | 0 | 0 | 0 | 0 | 0 | 0 | 0 | 1709 | 2350 | 3771 | 3742 | 5286 | 5077 | 5080 | 4411 | 4002 | 2817 | 2118 | 1324 | 1709 | 2350 | 3771 | 3742 | 5286 | 5077 | 5080 | 4411 | 4002 | 2817 | 2118 | 1324 | 194.964 | 268.071 | 430.157 | 426.857 | 602.964 | 579.06 | 579.479 | 503.124 | 456.435 | 321.343 | 241.566 | 150.98 | 0 | 0 | 41687 | 41687 | 4755 | 2020 | solar PV | TRUE
61625 | N | . | West Moore Solar II | Cypress Creek Renewables | 61060 | TX | WSC | TRE |  | 22 | 2 | NAICS-22 Non-Cogen | PV | SUN | SUN | ERCO | A |  | 0 | 0 | 0 | 0 | 0 | 0 | 0 | 0 | 0 | 0 | 0 | 0 | 0 | 0 | 0 | 0 | 0 | 0 | 0 | 0 | 0 | 0 | 0 | 0 | 0 | 0 | 0 | 0 | 0 | 0 | 0 | 0 | 0 | 0 | 0 | 0 | 4390 | 5197 | 5484 | 7078 | 9247 | 9985 | 10663 | 9485 | 7549 | 6262 | 5157 | 4744 | 4390 | 5197 | 5484 | 7078 | 9247 | 9985 | 10663 | 9485 | 7549 | 6262 | 5157 | 4744 | 500.777 | 592.805 | 625.516 | 807.338 | 1054.734 | 1138.905 | 1216.239 | 1081.903 | 861.117 | 714.313 | 588.275 | 541.078 | 0 | 0 | 85241 | 85241 | 9723 | 2020 | solar PV | TRUE
61626 | N | . | Dundas Solar Holdings LLC CSG | Altus Power America Management, LLC | 60281 | MN | WNC | MRO |  | 22 | 2 | NAICS-22 Non-Cogen | PV | SUN | SUN | MISO | M |  | 0 | 0 | 0 | 0 | 0 | 0 | 0 | 0 | 0 | 0 | 0 | 0 | 0 | 0 | 0 | 0 | 0 | 0 | 0 | 0 | 0 | 0 | 0 | 0 | 0 | 0 | 0 | 0 | 0 | 0 | 0 | 0 | 0 | 0 | 0 | 0 | 2209 | 4287 | 5953 | 7329 | 7434 | 7846 | 9030 | 8513 | 6093 | 5251 | 4410 | 3051 | 2209 | 4287 | 5953 | 7329 | 7434 | 7846 | 9030 | 8513 | 6093 | 5251 | 4410 | 3051 | 252 | 489 | 679 | 836 | 848 | 895 | 1030 | 971 | 695 | 599 | 503 | 348 | 0 | 0 | 71406 | 71406 | 8145 | 2020 | solar PV | TRUE
61627 | N | . | Waterville CSG Solar Holdings LLC | Altus Power America Management, LLC | 60281 | MN | WNC | MRO |  | 22 | 2 | NAICS-22 Non-Cogen | PV | SUN | SUN | MISO | M |  | . | 0 | 0 | 0 | 0 | 0 | 0 | 0 | 0 | 0 | 0 | 0 | . | 0 | 0 | 0 | 0 | 0 | 0 | 0 | 0 | 0 | 0 | 0 | . | 0 | 0 | 0 | 0 | 0 | 0 | 0 | 0 | 0 | 0 | 0 | . | 4576 | 3594 | 6917 | 7294 | 8688 | 9091 | 8495 | 6181 | 5190 | 4278 | 2937 | . | 4576 | 3594 | 6917 | 7294 | 8688 | 9091 | 8495 | 6181 | 5190 | 4278 | 2937 | . | 522 | 410 | 789 | 832 | 991 | 1037 | 969 | 705 | 592 | 488 | 335 | 0 | 0 | 67241 | 67241 | 7670 | 2020 | solar PV | TRUE
61628 | N | . | Kilroy Solar | Nautilus Solar Solutions | 61227 | CA | PACC | WECC |  | 22 | 2 | NAICS-22 Non-Cogen | PV | SUN | SUN | CISO | A |  | 0 | 0 | 0 | 0 | 0 | 0 | 0 | 0 | 0 | 0 | 0 | 0 | 0 | 0 | 0 | 0 | 0 | 0 | 0 | 0 | 0 | 0 | 0 | 0 | 0 | 0 | 0 | 0 | 0 | 0 | 0 | 0 | 0 | 0 | 0 | 0 | 3062 | 4150 | 4061 | 5118 | 6699 | 6671 | 7535 | 6242 | 4901 | 4530 | 3582 | 2836 | 3062 | 4150 | 4061 | 5118 | 6699 | 6671 | 7535 | 6242 | 4901 | 4530 | 3582 | 2836 | 349.238 | 473.407 | 463.257 | 583.834 | 764.093 | 760.884 | 859.431 | 712.015 | 559.072 | 516.766 | 408.541 | 323.462 | 0 | 0 | 59387 | 59387 | 6774 | 2020 | solar PV | TRUE
61629 | N | . | West Brookfield Solar - Gilbertsville Rd CSG | Nautilus Solar Solutions | 61227 | MA | NEW | NPCC |  | 22 | 2 | NAICS-22 Non-Cogen | PV | SUN | SUN | ISNE | A |  | 0 | 0 | 0 | 0 | 0 | 0 | 0 | 0 | 0 | 0 | 0 | 0 | 0 | 0 | 0 | 0 | 0 | 0 | 0 | 0 | 0 | 0 | 0 | 0 | 0 | 0 | 0 | 0 | 0 | 0 | 0 | 0 | 0 | 0 | 0 | 0 | 2607 | 3415 | 5195 | 4981 | 7023 | 6635 | 6534 | 6177 | 5363 | 3899 | 2789 | 2122 | 2607 | 3415 | 5195 | 4981 | 7023 | 6635 | 6534 | 6177 | 5363 | 3899 | 2789 | 2122 | 297.344 | 389.472 | 592.614 | 568.2 | 801.054 | 756.832 | 745.316 | 704.55 | 611.731 | 444.748 | 318.072 | 242.067 | 0 | 0 | 56740 | 56740 | 6472 | 2020 | solar PV | TRUE
61630 | N | . | William G Mennen Sports Solar | Sunlight General Morris Solar LLC | 58753 | NJ | MAT | RFC |  | 22 | 2 | NAICS-22 Non-Cogen | PV | SUN | SUN | PJM | A |  | 0 | 0 | 0 | 0 | 0 | 0 | 0 | 0 | 0 | 0 | 0 | 0 | 0 | 0 | 0 | 0 | 0 | 0 | 0 | 0 | 0 | 0 | 0 | 0 | 0 | 0 | 0 | 0 | 0 | 0 | 0 | 0 | 0 | 0 | 0 | 0 | 376 | 422 | 605 | 629 | 823 | 864 | 814 | 703 | 646 | 467 | 428 | 297 | 376 | 422 | 605 | 629 | 823 | 864 | 814 | 703 | 646 | 467 | 428 | 297 | 42.885 | 48.18 | 69.004 | 71.757 | 93.91 | 98.58 | 92.847 | 80.224 | 73.712 | 53.229 | 48.844 | 33.828 | 0 | 0 | 7074 | 7074 | 807 | 2020 | solar PV | TRUE
61631 | N | . | Chiloquin Solar, LLC | Heelstone Energy Holdings, LLC | 59462 | OR | PACC | WECC |  | 22 | 2 | NAICS-22 Non-Cogen | PV | SUN | SUN | PACW | A |  | 0 | 0 | 0 | 0 | 0 | 0 | 0 | 0 | 0 | 0 | 0 | 0 | 0 | 0 | 0 | 0 | 0 | 0 | 0 | 0 | 0 | 0 | 0 | 0 | 0 | 0 | 0 | 0 | 0 | 0 | 0 | 0 | 0 | 0 | 0 | 0 | 4627 | 12005 | 13772 | 20126 | 19850 | 22339 | 24385 | 20965 | 16111 | 14118 | 6983 | 5723 | 4627 | 12005 | 13772 | 20126 | 19850 | 22339 | 24385 | 20965 | 16111 | 14118 | 6983 | 5723 | 527.725 | 1369.376 | 1570.937 | 2295.613 | 2264.192 | 2548.062 | 2781.5 | 2391.299 | 1837.674 | 1610.384 | 796.455 | 652.783 | 0 | 0 | 181004 | 181004 | 20646 | 2020 | solar PV | TRUE
61633 | N | . | DG Tufts Science LLC CSG | NRG DG Tufts Science LLC | 61233 | MA | NEW | NPCC |  | 22 | 2 | NAICS-22 Non-Cogen | PV | SUN | SUN | ISNE | A |  | 0 | 0 | 0 | 0 | 0 | 0 | 0 | 0 | 0 | 0 | 0 | 0 | 0 | 0 | 0 | 0 | 0 | 0 | 0 | 0 | 0 | 0 | 0 | 0 | 0 | 0 | 0 | 0 | 0 | 0 | 0 | 0 | 0 | 0 | 0 | 0 | 600 | 786 | 1196 | 1147 | 1617 | 1528 | 1504 | 1422 | 1235 | 898 | 642 | 489 | 600 | 786 | 1196 | 1147 | 1617 | 1528 | 1504 | 1422 | 1235 | 898 | 642 | 489 | 68.456 | 89.665 | 136.433 | 130.812 | 184.421 | 174.24 | 171.589 | 162.203 | 140.834 | 102.391 | 73.227 | 55.729 | 0 | 0 | 13064 | 13064 | 1490 | 2020 | solar PV | TRUE
61634 | N | . | DG Dighton LLC CSG | NRG DG Dighton LLC | 61234 | MA | NEW | NPCC |  | 22 | 2 | NAICS-22 Non-Cogen | PV | SUN | SUN | ISNE | A |  | 0 | 0 | 0 | 0 | 0 | 0 | 0 | 0 | 0 | 0 | 0 | 0 | 0 | 0 | 0 | 0 | 0 | 0 | 0 | 0 | 0 | 0 | 0 | 0 | 0 | 0 | 0 | 0 | 0 | 0 | 0 | 0 | 0 | 0 | 0 | 0 | 2117 | 2772 | 4218 | 4045 | 5702 | 5387 | 5305 | 5015 | 4355 | 3166 | 2264 | 1723 | 2117 | 2772 | 4218 | 4045 | 5702 | 5387 | 5305 | 5015 | 4355 | 3166 | 2264 | 1723 | 241.431 | 316.235 | 481.178 | 461.355 | 650.423 | 614.517 | 605.167 | 572.066 | 496.7 | 361.118 | 258.262 | 196.548 | 0 | 0 | 46069 | 46069 | 5255 | 2020 | solar PV | TRUE
61635 | N | . | DG Tufts Knoll LLC CSG | NRG DG Tufts Knoll LLC | 61231 | MA | NEW | NPCC |  | 22 | 2 | NAICS-22 Non-Cogen | PV | SUN | SUN | ISNE | A |  | 0 | 0 | 0 | 0 | 0 | 0 | 0 | 0 | 0 | 0 | 0 | 0 | 0 | 0 | 0 | 0 | 0 | 0 | 0 | 0 | 0 | 0 | 0 | 0 | 0 | 0 | 0 | 0 | 0 | 0 | 0 | 0 | 0 | 0 | 0 | 0 | 1230 | 1611 | 2452 | 2351 | 3314 | 3131 | 3083 | 2915 | 2531 | 1840 | 1316 | 1001 | 1230 | 1611 | 2452 | 2351 | 3314 | 3131 | 3083 | 2915 | 2531 | 1840 | 1316 | 1001 | 140.311 | 183.783 | 279.642 | 268.122 | 378 | 357.133 | 351.699 | 332.462 | 288.663 | 209.867 | 150.092 | 114.226 | 0 | 0 | 26775 | 26775 | 3054 | 2020 | solar PV | TRUE
61636 | N | . | DG Webster LLC CSG | NRG DG Webster LLC | 61232 | MA | NEW | NPCC |  | 22 | 2 | NAICS-22 Non-Cogen | PV | SUN | SUN | ISNE | A |  | 0 | 0 | 0 | 0 | 0 | 0 | 0 | 0 | 0 | 0 | 0 | 0 | 0 | 0 | 0 | 0 | 0 | 0 | 0 | 0 | 0 | 0 | 0 | 0 | 0 | 0 | 0 | 0 | 0 | 0 | 0 | 0 | 0 | 0 | 0 | 0 | 3085 | 4041 | 6149 | 5896 | 8312 | 7853 | 7734 | 7311 | 6347 | 4615 | 3300 | 2512 | 3085 | 4041 | 6149 | 5896 | 8312 | 7853 | 7734 | 7311 | 6347 | 4615 | 3300 | 2512 | 351.924 | 460.963 | 701.394 | 672.499 | 948.095 | 895.757 | 882.127 | 833.877 | 724.02 | 526.386 | 376.458 | 286.5 | 0 | 0 | 67155 | 67155 | 7660 | 2020 | solar PV | TRUE
61637 | N | . | Denison Solar Array | AEP Onsite Partners, LLC | 60571 | OH | ENC | RFC |  | 22 | 2 | NAICS-22 Non-Cogen | PV | SUN | SUN | PJM | M |  | 0 | 0 | 0 | 0 | 0 | 0 | 0 | 0 | 0 | 0 | 0 | 0 | 0 | 0 | 0 | 0 | 0 | 0 | 0 | 0 | 0 | 0 | 0 | 0 | 0 | 0 | 0 | 0 | 0 | 0 | 0 | 0 | 0 | 0 | 0 | 0 | 736 | 1201 | 1710 | 2551 | 2937 | 3033 | 3594 | 3095 | 2648 | 1578 | 1157 | 447 | 736 | 1201 | 1710 | 2551 | 2937 | 3033 | 3594 | 3095 | 2648 | 1578 | 1157 | 447 | 84 | 137 | 195 | 291 | 335 | 346 | 410 | 353 | 302 | 180 | 132 | 51 | 0 | 0 | 24687 | 24687 | 2816 | 2020 | solar PV | TRUE
61638 | N | . | Turtle Creek Wind Farm LLC | Turtle Creek Wind Farm LLC | 61330 | IA | WNC | MRO |  | 22 | 2 | NAICS-22 Non-Cogen | WT | WND | WND | MISO | M |  | 0 | 0 | 0 | 0 | 0 | 0 | 0 | 0 | 0 | 0 | 0 | 0 | 0 | 0 | 0 | 0 | 0 | 0 | 0 | 0 | 0 | 0 | 0 | 0 | 0 | 0 | 0 | 0 | 0 | 0 | 0 | 0 | 0 | 0 | 0 | 0 | 479178 | 560387 | 579166 | 511116 | 502139 | 496642 | 242469 | 358439 | 455691 | 553180 | 611998 | 423779 | 479178 | 560387 | 579166 | 511116 | 502139 | 496642 | 242469 | 358439 | 455691 | 553180 | 611998 | 423779 | 54657 | 63920 | 66062 | 58300 | 57276 | 56649 | 27657 | 40885 | 51978 | 63098 | 69807 | 48338 | 0 | 0 | 5774184 | 5774184 | 658627 | 2020 | onshore wind | TRUE
61640 | N | . | Texon Hydroelectric Project | Hitchcock Hydro, LLC | 61253 | MA | NEW | NPCC |  | 22 | 2 | NAICS-22 Non-Cogen | HY | WAT | HYC | ISNE | A |  | 0 | 0 | 0 | 0 | 0 | 0 | 0 | 0 | 0 | 0 | 0 | 0 | 0 | 0 | 0 | 0 | 0 | 0 | 0 | 0 | 0 | 0 | 0 | 0 | 0 | 0 | 0 | 0 | 0 | 0 | 0 | 0 | 0 | 0 | 0 | 0 | 4243 | 3616 | 4934 | 5324 | 4798 | 1588 | 2017 | 1091 | 621 | 2309 | 2723 | 3672 | 4243 | 3616 | 4934 | 5324 | 4798 | 1588 | 2017 | 1091 | 621 | 2309 | 2723 | 3672 | 483.951 | 412.451 | 562.843 | 607.276 | 547.264 | 181.137 | 230.076 | 124.392 | 70.811 | 263.366 | 310.551 | 418.882 | 0 | 0 | 36936 | 36936 | 4213 | 2020 | hydro | TRUE
61641 | N | . | Seneca Falls Hydroelectric Project | C-S Canal Hydro, LLC | 61252 | NY | MAT | NPCC |  | 22 | 2 | NAICS-22 Non-Cogen | HY | WAT | HYC | NYIS | A |  | 0 | 0 | 0 | 0 | 0 | 0 | 0 | 0 | 0 | 0 | 0 | 0 | 0 | 0 | 0 | 0 | 0 | 0 | 0 | 0 | 0 | 0 | 0 | 0 | 0 | 0 | 0 | 0 | 0 | 0 | 0 | 0 | 0 | 0 | 0 | 0 | 8543 | 7972 | 8466 | 8302 | 8672 | 8113 | 8514 | 8349 | 7931 | 7970 | 7882 | 8326 | 8543 | 7972 | 8466 | 8302 | 8672 | 8113 | 8514 | 8349 | 7931 | 7970 | 7882 | 8326 | 974.498 | 909.32 | 965.696 | 946.989 | 989.182 | 925.417 | 971.102 | 952.349 | 904.604 | 909.071 | 899.051 | 949.721 | 0 | 0 | 99040 | 99040 | 11297 | 2020 | hydro | TRUE
61642 | N | . | Waterloo Hydroelectric Project | C-S Canal Hydro, LLC | 61252 | NY | MAT | NPCC |  | 22 | 2 | NAICS-22 Non-Cogen | HY | WAT | HYC | NYIS | A |  | 0 | 0 | 0 | 0 | 0 | 0 | 0 | 0 | 0 | 0 | 0 | 0 | 0 | 0 | 0 | 0 | 0 | 0 | 0 | 0 | 0 | 0 | 0 | 0 | 0 | 0 | 0 | 0 | 0 | 0 | 0 | 0 | 0 | 0 | 0 | 0 | 2692 | 2511 | 2667 | 2616 | 2732 | 2556 | 2682 | 2630 | 2498 | 2511 | 2483 | 2623 | 2692 | 2511 | 2667 | 2616 | 2732 | 2556 | 2682 | 2630 | 2498 | 2511 | 2483 | 2623 | 307.006 | 286.471 | 304.232 | 298.339 | 311.631 | 291.543 | 305.936 | 300.027 | 284.986 | 286.393 | 283.237 | 299.199 | 0 | 0 | 31201 | 31201 | 3559 | 2020 | hydro | TRUE
61643 | N | . | Denton Energy Center | City of Denton - (TX) | 5063 | TX | WSC | TRE |  | 22 | 1 | Electric Utility | IC | NG | NG | ERCO | M | mcf | 23200 | 80035 | 153141 | 73711 | 70780 | 79552 | 183885 | 281559 | 78578 | 260353 | 119597 | 61368 | 23200 | 80035 | 153141 | 73711 | 70780 | 79552 | 183885 | 281559 | 78578 | 260353 | 119597 | 61368 | 1 | 1 | 1 | 1 | 1 | 1 | 1 | 1 | 1 | 1 | 1 | 1 | 23200 | 80035 | 153141 | 73711 | 70780 | 79552 | 183885 | 281559 | 78578 | 260353 | 119597 | 61368 | 23200 | 80035 | 153141 | 73711 | 70780 | 79552 | 183885 | 281559 | 78578 | 260353 | 119597 | 61368 | 2671 | 9466 | 18321 | 8765 | 8218 | 8775 | 21206 | 33435 | 8570 | 31581 | 14117 | 7224 | 1465759 | 1465759 | 1465759 | 1465759 | 172349 | 2020 | natural gas peaker | TRUE
61644 | N | . | August Wind Farm | August Wind Energy, LLC | 61254 | IA | WNC | MRO |  | 22 | 2 | NAICS-22 Non-Cogen | WT | WND | WND | MISO | A |  | 0 | 0 | 0 | 0 | 0 | 0 | 0 | 0 | 0 | 0 | 0 | 0 | 0 | 0 | 0 | 0 | 0 | 0 | 0 | 0 | 0 | 0 | 0 | 0 | 0 | 0 | 0 | 0 | 0 | 0 | 0 | 0 | 0 | 0 | 0 | 0 | 4457 | 5377 | 5365 | 5340 | 4723 | 5540 | 3035 | 4101 | 5284 | 5900 | 6751 | 5208 | 4457 | 5377 | 5365 | 5340 | 4723 | 5540 | 3035 | 4101 | 5284 | 5900 | 6751 | 5208 | 508.331 | 613.269 | 611.991 | 609.048 | 538.716 | 631.913 | 346.171 | 467.828 | 602.663 | 672.977 | 770.004 | 594.089 | 0 | 0 | 61081 | 61081 | 6967 | 2020 | onshore wind | TRUE
61645 | N | . | Altair Community Solar Garden | National Grid Renewables | 62759 | MN | WNC | MRO |  | 22 | 2 | NAICS-22 Non-Cogen | PV | SUN | SUN | MISO | A |  | 0 | 0 | 0 | 0 | 0 | 0 | 0 | 0 | 0 | 0 | 0 | 0 | 0 | 0 | 0 | 0 | 0 | 0 | 0 | 0 | 0 | 0 | 0 | 0 | 0 | 0 | 0 | 0 | 0 | 0 | 0 | 0 | 0 | 0 | 0 | 0 | 524 | 1161 | 1409 | 1863 | 1938 | 2100 | 2025 | 2005 | 1414 | 1058 | 810 | 507 | 524 | 1161 | 1409 | 1863 | 1938 | 2100 | 2025 | 2005 | 1414 | 1058 | 810 | 507 | 59.733 | 132.467 | 160.721 | 212.485 | 221.028 | 239.569 | 231.01 | 228.745 | 161.305 | 120.715 | 92.382 | 57.84 | 0 | 0 | 16814 | 16814 | 1918 | 2020 | solar PV | TRUE
61646 | N | . | LA3 West Baton Rouge Solar Facility | Sol Systems | 61677 | LA | WSC | SERC |  | 22 | 2 | NAICS-22 Non-Cogen | PV | SUN | SUN | MISO | M |  | . | . | . | . | . | . | . | . | 0 | 0 | 0 | 0 | . | . | . | . | . | . | . | . | 0 | 0 | 0 | 0 | . | . | . | . | . | . | . | . | 0 | 0 | 0 | 0 | . | . | . | . | . | . | . | . | 88845 | 90624 | 72617 | 58388 | . | . | . | . | . | . | . | . | 88845 | 90624 | 72617 | 58388 | . | . | . | . | . | . | . | . | 10134 | 10337 | 8283 | 6660 | 0 | 0 | 310474 | 310474 | 35414 | 2020 | solar PV | TRUE
61647 | N | . | New Orleans Solar Power Plant | Entergy New Orleans, LLC | 13478 | LA | WSC | SERC |  | 22 | 1 | Electric Utility | BA | MWH | OTH | MISO | A | megawatthours | 0 | 0 | 0 | 0 | 0 | 0 | 0 | 0 | 0 | 0 | 0 | 0 | 0 | 0 | 0 | 0 | 0 | 0 | 0 | 0 | 0 | 0 | 0 | 0 | 0 | 0 | 0 | 0 | 0 | 0 | 0 | 0 | 0 | 0 | 0 | 0 | 0 | 0 | 0 | 0 | 0 | 0 | 0 | 0 | 0 | 0 | 0 | 0 | 0 | 0 | 0 | 0 | 0 | 0 | 0 | 0 | 0 | 0 | 0 | 0 | 0 | 0 | 0 | 0 | 0 | 0 | 0 | 0 | 0 | 0 | 0 | 0 | 0 | 0 | 0 | 0 | 0 | 2020 | other | TRUE
61647 | N | . | New Orleans Solar Power Plant | Entergy New Orleans, LLC | 13478 | LA | WSC | SERC |  | 22 | 1 | Electric Utility | PV | SUN | SUN | MISO | A |  | 0 | 0 | 0 | 0 | 0 | 0 | 0 | 0 | 0 | 0 | 0 | 0 | 0 | 0 | 0 | 0 | 0 | 0 | 0 | 0 | 0 | 0 | 0 | 0 | 0 | 0 | 0 | 0 | 0 | 0 | 0 | 0 | 0 | 0 | 0 | 0 | 418 | 496 | 523 | 675 | 882 | 949 | 1011 | 903 | 718 | 596 | 494 | 452 | 418 | 496 | 523 | 675 | 882 | 949 | 1011 | 903 | 718 | 596 | 494 | 452 | 47.625 | 56.554 | 59.654 | 76.99 | 100.588 | 108.225 | 115.375 | 103.047 | 81.936 | 68.008 | 56.399 | 51.599 | 0 | 0 | 8117 | 8117 | 926 | 2020 | solar PV | TRUE
61651 | N | . | Capricornus Community Solar Garden | National Grid Renewables | 62759 | MN | WNC | MRO |  | 22 | 2 | NAICS-22 Non-Cogen | PV | SUN | SUN | MISO | A |  | 0 | 0 | 0 | 0 | 0 | 0 | 0 | 0 | 0 | 0 | 0 | 0 | 0 | 0 | 0 | 0 | 0 | 0 | 0 | 0 | 0 | 0 | 0 | 0 | 0 | 0 | 0 | 0 | 0 | 0 | 0 | 0 | 0 | 0 | 0 | 0 | 510 | 1132 | 1373 | 1815 | 1888 | 2047 | 1974 | 1954 | 1378 | 1031 | 789 | 494 | 510 | 1132 | 1373 | 1815 | 1888 | 2047 | 1974 | 1954 | 1378 | 1031 | 789 | 494 | 58.208 | 129.083 | 156.615 | 207.056 | 215.381 | 233.449 | 225.108 | 222.901 | 157.184 | 117.631 | 90.022 | 56.362 | 0 | 0 | 16385 | 16385 | 1869 | 2020 | solar PV | TRUE
61652 | Y | . | Fiber Recovery, Inc. | Fiber Recovery, Inc | 61266 | WI | ENC | RFC |  | 22 | 3 | NAICS-22 Cogen | IC | LFG | MLG | MISO | A | mcf | 21879 | 20760 | 22466 | 22214 | 19642 | 19181 | 18236 | 17275 | 20353 | 20938 | 17323 | 18828 | 21878 | 20760 | 22465 | 22213 | 19642 | 19181 | 18236 | 17274 | 20353 | 20937 | 17323 | 18827 | 0.492 | 0.492 | 0.492 | 0.492 | 0.492 | 0.492 | 0.492 | 0.492 | 0.492 | 0.492 | 0.492 | 0.492 | 10764 | 10214 | 11053 | 10929 | 9664 | 9437 | 8972 | 8499 | 10014 | 10301 | 8523 | 9263 | 10764 | 10214 | 11053 | 10929 | 9664 | 9437 | 8972 | 8499 | 10014 | 10301 | 8523 | 9263 | 1170.109 | 1110.276 | 1201.492 | 1188.019 | 1050.462 | 1025.802 | 975.275 | 923.879 | 1088.503 | 1119.808 | 926.43 | 1006.945 | 239095 | 239089 | 117633 | 117633 | 12787 | 2020 | biomass | TRUE
61654 | N | . | Balm Solar | Tampa Electric Co | 18454 | FL | SAT | SERC |  | 22 | 1 | Electric Utility | PV | SUN | SUN | TEC | M |  | 0 | 0 | 0 | 0 | 0 | 0 | 0 | 0 | 0 | 0 | 0 | 0 | 0 | 0 | 0 | 0 | 0 | 0 | 0 | 0 | 0 | 0 | 0 | 0 | 0 | 0 | 0 | 0 | 0 | 0 | 0 | 0 | 0 | 0 | 0 | 0 | 91317 | 97945 | 124930 | 110026 | 151730 | 131084 | 126727 | 108351 | 104012 | 102363 | 78552 | 83777 | 91317 | 97945 | 124930 | 110026 | 151730 | 131084 | 126727 | 108351 | 104012 | 102363 | 78552 | 83777 | 10416 | 11172 | 14250 | 12550 | 17307 | 14952 | 14455 | 12359 | 11864 | 11676 | 8960 | 9556 | 0 | 0 | 1310814 | 1310814 | 149517 | 2020 | solar PV | TRUE
61655 | N | . | Bonnie Mine Solar | Tampa Electric Co | 18454 | FL | SAT | SERC |  | 22 | 1 | Electric Utility | PV | SUN | SUN | TEC | M |  | 0 | 0 | 0 | 0 | 0 | 0 | 0 | 0 | 0 | 0 | 0 | 0 | 0 | 0 | 0 | 0 | 0 | 0 | 0 | 0 | 0 | 0 | 0 | 0 | 0 | 0 | 0 | 0 | 0 | 0 | 0 | 0 | 0 | 0 | 0 | 0 | 40179 | 43116 | 54645 | 53110 | 66778 | 56126 | 55986 | 53373 | 47973 | 45930 | 37935 | 37812 | 40179 | 43116 | 54645 | 53110 | 66778 | 56126 | 55986 | 53373 | 47973 | 45930 | 37935 | 37812 | 4583 | 4918 | 6233 | 6058 | 7617 | 6402 | 6386 | 6088 | 5472 | 5239 | 4327 | 4313 | 0 | 0 | 592963 | 592963 | 67636 | 2020 | solar PV | TRUE
61656 | N | . | Grange Hall Solar | Tampa Electric Co | 18454 | FL | SAT | SERC |  | 22 | 1 | Electric Utility | PV | SUN | SUN | TEC | M |  | 0 | 0 | 0 | 0 | 0 | 0 | 0 | 0 | 0 | 0 | 0 | 0 | 0 | 0 | 0 | 0 | 0 | 0 | 0 | 0 | 0 | 0 | 0 | 0 | 0 | 0 | 0 | 0 | 0 | 0 | 0 | 0 | 0 | 0 | 0 | 0 | 71460 | 78552 | 99242 | 84067 | 117557 | 103082 | 103556 | 89686 | 84943 | 77711 | 64087 | 68207 | 71460 | 78552 | 99242 | 84067 | 117557 | 103082 | 103556 | 89686 | 84943 | 77711 | 64087 | 68207 | 8151 | 8960 | 11320 | 9589 | 13409 | 11758 | 11812 | 10230 | 9689 | 8864 | 7310 | 7780 | 0 | 0 | 1042150 | 1042150 | 118872 | 2020 | solar PV | TRUE
61657 | N | . | Lake Hancock Solar | Tampa Electric Co | 18454 | FL | SAT | SERC |  | 22 | 1 | Electric Utility | PV | SUN | SUN | TEC | M |  | 0 | 0 | 0 | 0 | 0 | 0 | 0 | 0 | 0 | 0 | 0 | 0 | 0 | 0 | 0 | 0 | 0 | 0 | 0 | 0 | 0 | 0 | 0 | 0 | 0 | 0 | 0 | 0 | 0 | 0 | 0 | 0 | 0 | 0 | 0 | 0 | 54355 | 11222 | 58441 | 67909 | 88126 | 74221 | 77912 | 71206 | 63079 | 58406 | 51646 | 52812 | 54355 | 11222 | 58441 | 67909 | 88126 | 74221 | 77912 | 71206 | 63079 | 58406 | 51646 | 52812 | 6200 | 1280 | 6666 | 7746 | 10052 | 8466 | 8887 | 8122 | 7195 | 6662 | 5891 | 6024 | 0 | 0 | 729335 | 729335 | 83191 | 2020 | solar PV | TRUE
61658 | N | . | Cougar Solar, LLC | Cougar Solar, LLC | 61269 | NC | SAT | SERC |  | 22 | 2 | NAICS-22 Non-Cogen | PV | SUN | SUN | CPLE | A |  | 0 | 0 | 0 | 0 | 0 | 0 | 0 | 0 | 0 | 0 | 0 | 0 | 0 | 0 | 0 | 0 | 0 | 0 | 0 | 0 | 0 | 0 | 0 | 0 | 0 | 0 | 0 | 0 | 0 | 0 | 0 | 0 | 0 | 0 | 0 | 0 | 1846 | 1897 | 2426 | 3295 | 3298 | 3209 | 3589 | 2882 | 2441 | 2474 | 2070 | 1749 | 1846 | 1897 | 2426 | 3295 | 3298 | 3209 | 3589 | 2882 | 2441 | 2474 | 2070 | 1749 | 210.527 | 216.359 | 276.744 | 375.891 | 376.19 | 365.986 | 409.383 | 328.718 | 278.397 | 282.246 | 236.06 | 199.499 | 0 | 0 | 31176 | 31176 | 3556 | 2020 | solar PV | TRUE
61660 | N | . | Whirlpool Corp-Greenville Wind Farm | OEE XXVI LLC | 61278 | OH | ENC | RFC |  | 22 | 2 | NAICS-22 Non-Cogen | WT | WND | WND | PJM | A |  | 0 | 0 | 0 | 0 | 0 | 0 | 0 | 0 | 0 | 0 | 0 | 0 | 0 | 0 | 0 | 0 | 0 | 0 | 0 | 0 | 0 | 0 | 0 | 0 | 0 | 0 | 0 | 0 | 0 | 0 | 0 | 0 | 0 | 0 | 0 | 0 | 8978 | 8605 | 8268 | 8057 | 8484 | 6766 | 3927 | 3588 | 5932 | 7880 | 11186 | 10898 | 8978 | 8605 | 8268 | 8057 | 8484 | 6766 | 3927 | 3588 | 5932 | 7880 | 11186 | 10898 | 1024.069 | 981.573 | 943.041 | 919.043 | 967.754 | 771.775 | 447.983 | 409.311 | 676.63 | 898.843 | 1275.922 | 1243.056 | 0 | 0 | 92569 | 92569 | 10559 | 2020 | onshore wind | TRUE
61661 | N | . | Vista Energy Storage System | Vista Energy Storage, LLC | 61277 | CA | PACC | WECC |  | 22 | 2 | NAICS-22 Non-Cogen | BA | MWH | OTH | CISO | M | megawatthours | 2744 | 1815 | 4082 | 2221 | 1167 | 1462 | 1289 | 2068 | 2300 | 3492 | 5165 | 5421 | 2744 | 1815 | 4082 | 2221 | 1167 | 1462 | 1289 | 2068 | 2300 | 3492 | 5165 | 5421 | 0 | 0 | 0 | 0 | 0 | 0 | 0 | 0 | 0 | 0 | 0 | 0 | 0 | 0 | 0 | 0 | 0 | 0 | 0 | 0 | 0 | 0 | 0 | 0 | 0 | 0 | 0 | 0 | 0 | 0 | 0 | 0 | 0 | 0 | 0 | 0 | -187 | -316 | -308 | 306 | -309 | 75 | -35 | -302 | -362 | -488 | -638 | -628 | 33226 | 33226 | 0 | 0 | -3192 | 2020 | other | TRUE
61662 | N | . | Carrizozo Solar | SoCore Energy LLC | 60520 | NM | MTN | WECC |  | 22 | 2 | NAICS-22 Non-Cogen | PV | SUN | SUN | PNM | A |  | 0 | 0 | 0 | 0 | 0 | 0 | 0 | 0 | 0 | 0 | 0 | 0 | 0 | 0 | 0 | 0 | 0 | 0 | 0 | 0 | 0 | 0 | 0 | 0 | 0 | 0 | 0 | 0 | 0 | 0 | 0 | 0 | 0 | 0 | 0 | 0 | 3863 | 4058 | 4638 | 6449 | 7189 | 6755 | 6606 | 6239 | 5493 | 5253 | 4221 | 3892 | 3863 | 4058 | 4638 | 6449 | 7189 | 6755 | 6606 | 6239 | 5493 | 5253 | 4221 | 3892 | 440.679 | 462.845 | 528.975 | 735.611 | 819.971 | 770.547 | 753.466 | 711.661 | 626.584 | 599.222 | 481.461 | 443.978 | 0 | 0 | 64656 | 64656 | 7375 | 2020 | solar PV | TRUE
61663 | N | . | Lithia Solar | Tampa Electric Co | 18454 | FL | SAT | SERC |  | 22 | 1 | Electric Utility | PV | SUN | SUN | TEC | M |  | 0 | 0 | 0 | 0 | 0 | 0 | 0 | 0 | 0 | 0 | 0 | 0 | 0 | 0 | 0 | 0 | 0 | 0 | 0 | 0 | 0 | 0 | 0 | 0 | 0 | 0 | 0 | 0 | 0 | 0 | 0 | 0 | 0 | 0 | 0 | 0 | 92957 | 100794 | 130681 | 107273 | 147619 | 120038 | 112393 | 108053 | 95008 | 84137 | 75659 | 81612 | 92957 | 100794 | 130681 | 107273 | 147619 | 120038 | 112393 | 108053 | 95008 | 84137 | 75659 | 81612 | 10603 | 11497 | 14906 | 12236 | 16838 | 13692 | 12820 | 12325 | 10837 | 9597 | 8630 | 9309 | 0 | 0 | 1256224 | 1256224 | 143290 | 2020 | solar PV | TRUE
61665 | N | . | Payne Creek Solar | Tampa Electric Co | 18454 | FL | SAT | SERC |  | 22 | 1 | Electric Utility | PV | SUN | SUN | TEC | M |  | 0 | 0 | 0 | 0 | 0 | 0 | 0 | 0 | 0 | 0 | 0 | 0 | 0 | 0 | 0 | 0 | 0 | 0 | 0 | 0 | 0 | 0 | 0 | 0 | 0 | 0 | 0 | 0 | 0 | 0 | 0 | 0 | 0 | 0 | 0 | 0 | 87556 | 91422 | 124009 | 105143 | 137966 | 118468 | 124167 | 116680 | 97322 | 92369 | 64963 | 80437 | 87556 | 91422 | 124009 | 105143 | 137966 | 118468 | 124167 | 116680 | 97322 | 92369 | 64963 | 80437 | 9987 | 10428 | 14145 | 11993 | 15737 | 13513 | 14163 | 13309 | 11101 | 10536 | 7410 | 9175 | 0 | 0 | 1240502 | 1240502 | 141497 | 2020 | solar PV | TRUE
61666 | N | . | Peace Creek Solar | Tampa Electric Co | 18454 | FL | SAT | SERC |  | 22 | 1 | Electric Utility | PV | SUN | SUN | TEC | M |  | 0 | 0 | 0 | 0 | 0 | 0 | 0 | 0 | 0 | 0 | 0 | 0 | 0 | 0 | 0 | 0 | 0 | 0 | 0 | 0 | 0 | 0 | 0 | 0 | 0 | 0 | 0 | 0 | 0 | 0 | 0 | 0 | 0 | 0 | 0 | 0 | 57906 | 65884 | 87600 | 76948 | 106502 | 86136 | 86820 | 79815 | 73055 | 71486 | 57450 | 58265 | 57906 | 65884 | 87600 | 76948 | 106502 | 86136 | 86820 | 79815 | 73055 | 71486 | 57450 | 58265 | 6605 | 7515 | 9992 | 8777 | 12148 | 9825 | 9903 | 9104 | 8333 | 8154 | 6553 | 6646 | 0 | 0 | 907867 | 907867 | 103555 | 2020 | solar PV | TRUE
61667 | N | . | Wimauma Solar | Tampa Electric Co | 18454 | FL | SAT | SERC |  | 22 | 1 | Electric Utility | PV | SUN | SUN | TEC | M |  | . | . | . | 0 | 0 | 0 | 0 | 0 | 0 | 0 | 0 | 0 | . | . | . | 0 | 0 | 0 | 0 | 0 | 0 | 0 | 0 | 0 | . | . | . | 0 | 0 | 0 | 0 | 0 | 0 | 0 | 0 | 0 | . | . | . | 118004 | 156912 | 133662 | 136634 | 105116 | 107045 | 94315 | 84733 | 84891 | . | . | . | 118004 | 156912 | 133662 | 136634 | 105116 | 107045 | 94315 | 84733 | 84891 | . | . | . | 13460 | 17898 | 15246 | 15585 | 11990 | 12210 | 10758 | 9665 | 9683 | 0 | 0 | 1021312 | 1021312 | 116495 | 2020 | solar PV | TRUE
61668 | N | . | Creston Ridge II, LLC | Creston Ridge II, LLC | 61280 | NE | WNC | MRO |  | 22 | 2 | NAICS-22 Non-Cogen | WT | WND | WND | SWPP | A |  | 0 | 0 | 0 | 0 | 0 | 0 | 0 | 0 | 0 | 0 | 0 | 0 | 0 | 0 | 0 | 0 | 0 | 0 | 0 | 0 | 0 | 0 | 0 | 0 | 0 | 0 | 0 | 0 | 0 | 0 | 0 | 0 | 0 | 0 | 0 | 0 | 23478 | 24715 | 23922 | 23145 | 19989 | 25185 | 18202 | 21624 | 23481 | 23997 | 25481 | 25246 | 23478 | 24715 | 23922 | 23145 | 19989 | 25185 | 18202 | 21624 | 23481 | 23997 | 25481 | 25246 | 2677.989 | 2819.136 | 2728.633 | 2640.035 | 2280.081 | 2872.734 | 2076.229 | 2466.523 | 2678.331 | 2737.197 | 2906.443 | 2879.669 | 0 | 0 | 278465 | 278465 | 31763 | 2020 | onshore wind | TRUE
61669 | N | . | Scandia Community Solar Garden | Scandia CSG LLC | 61284 | MN | WNC | MRO |  | 22 | 2 | NAICS-22 Non-Cogen | PV | SUN | SUN | MISO | A |  | 0 | 0 | 0 | 0 | 0 | 0 | 0 | 0 | 0 | 0 | 0 | 0 | 0 | 0 | 0 | 0 | 0 | 0 | 0 | 0 | 0 | 0 | 0 | 0 | 0 | 0 | 0 | 0 | 0 | 0 | 0 | 0 | 0 | 0 | 0 | 0 | 1132 | 2511 | 3047 | 4028 | 4190 | 4541 | 4379 | 4336 | 3058 | 2288 | 1751 | 1096 | 1132 | 2511 | 3047 | 4028 | 4190 | 4541 | 4379 | 4336 | 3058 | 2288 | 1751 | 1096 | 129.152 | 286.414 | 347.502 | 459.423 | 477.895 | 517.985 | 499.477 | 494.58 | 348.766 | 261.003 | 199.745 | 125.058 | 0 | 0 | 36357 | 36357 | 4147 | 2020 | solar PV | TRUE
61670 | N | . | RJC II Community Solar Garden | RJC II CSG LLC | 61285 | MN | WNC | MRO |  | 22 | 2 | NAICS-22 Non-Cogen | PV | SUN | SUN | MISO | A |  | 0 | 0 | 0 | 0 | 0 | 0 | 0 | 0 | 0 | 0 | 0 | 0 | 0 | 0 | 0 | 0 | 0 | 0 | 0 | 0 | 0 | 0 | 0 | 0 | 0 | 0 | 0 | 0 | 0 | 0 | 0 | 0 | 0 | 0 | 0 | 0 | 501 | 1111 | 1348 | 1782 | 1854 | 2009 | 1938 | 1919 | 1353 | 1013 | 775 | 485 | 501 | 1111 | 1348 | 1782 | 1854 | 2009 | 1938 | 1919 | 1353 | 1013 | 775 | 485 | 57.147 | 126.735 | 153.766 | 203.29 | 211.463 | 229.202 | 221.013 | 218.846 | 154.325 | 115.491 | 88.385 | 55.337 | 0 | 0 | 16088 | 16088 | 1835 | 2020 | solar PV | TRUE
61671 | N | . | Betcher Community Solar Garden | Betcher CSG LLC | 61256 | MN | WNC | MRO |  | 22 | 2 | NAICS-22 Non-Cogen | PV | SUN | SUN | MISO | A |  | 0 | 0 | 0 | 0 | 0 | 0 | 0 | 0 | 0 | 0 | 0 | 0 | 0 | 0 | 0 | 0 | 0 | 0 | 0 | 0 | 0 | 0 | 0 | 0 | 0 | 0 | 0 | 0 | 0 | 0 | 0 | 0 | 0 | 0 | 0 | 0 | 485 | 1076 | 1305 | 1726 | 1795 | 1946 | 1876 | 1858 | 1310 | 981 | 750 | 470 | 485 | 1076 | 1305 | 1726 | 1795 | 1946 | 1876 | 1858 | 1310 | 981 | 750 | 470 | 55.342 | 122.729 | 148.906 | 196.864 | 204.779 | 221.958 | 214.027 | 211.929 | 149.447 | 111.841 | 85.591 | 53.587 | 0 | 0 | 15578 | 15578 | 1777 | 2020 | solar PV | TRUE
61672 | N | . | Sherburne Community Solar | AEP Onsite Partners, LLC | 60571 | MN | WNC | MRO |  | 22 | 2 | NAICS-22 Non-Cogen | PV | SUN | SUN | MISO | M |  | 0 | 0 | 0 | 0 | 0 | . | 0 | 0 | 0 | 0 | 0 | 0 | 0 | 0 | 0 | 0 | 0 | . | 0 | 0 | 0 | 0 | 0 | 0 | 0 | 0 | 0 | 0 | 0 | . | 0 | 0 | 0 | 0 | 0 | 0 | 2358 | 5681 | 6680 | 8399 | 8618 | . | 8583 | 8276 | 5953 | 5611 | 4638 | 3104 | 2358 | 5681 | 6680 | 8399 | 8618 | . | 8583 | 8276 | 5953 | 5611 | 4638 | 3104 | 269 | 648 | 762 | 958 | 983 | . | 979 | 944 | 679 | 640 | 529 | 354 | 0 | 0 | 67901 | 67901 | 7745 | 2020 | solar PV | TRUE
61673 | N | . | Arkwright Summit Wind Farm LLC | Arkwright Summit Wind Farm LLC | 58261 | NY | MAT | NPCC |  | 22 | 2 | NAICS-22 Non-Cogen | WT | WND | WND | NYIS | M |  | 0 | 0 | 0 | 0 | 0 | 0 | 0 | 0 | 0 | 0 | 0 | 0 | 0 | 0 | 0 | 0 | 0 | 0 | 0 | 0 | 0 | 0 | 0 | 0 | 0 | 0 | 0 | 0 | 0 | 0 | 0 | 0 | 0 | 0 | 0 | 0 | 236464 | 182845 | 227574 | 181863 | 179855 | 128051 | 111937 | 126017 | 178777 | 195390 | 275354 | 218517 | 236464 | 182845 | 227574 | 181863 | 179855 | 128051 | 111937 | 126017 | 178777 | 195390 | 275354 | 218517 | 26972 | 20856 | 25958 | 20744 | 20515 | 14606 | 12768 | 14374 | 20392 | 22287 | 31408 | 24925 | 0 | 0 | 2242644 | 2242644 | 255805 | 2020 | onshore wind | TRUE
61674 | N | . | Wildcat Ranch Wind Project | Wildcat Ranch Wind Project, LLC | 61291 | TX | WSC | MRO |  | 22 | 2 | NAICS-22 Non-Cogen | WT | WND | WND | SWPP | M |  | 0 | 0 | 0 | 0 | 0 | 0 | 0 | 0 | 0 | 0 | 0 | 0 | 0 | 0 | 0 | 0 | 0 | 0 | 0 | 0 | 0 | 0 | 0 | 0 | 0 | 0 | 0 | 0 | 0 | 0 | 0 | 0 | 0 | 0 | 0 | 0 | 557888 | 520795 | 540687 | 512773 | 529404 | 618547 | 436369 | 455226 | 382092 | 533674 | 575229 | 558432 | 557888 | 520795 | 540687 | 512773 | 529404 | 618547 | 436369 | 455226 | 382092 | 533674 | 575229 | 558432 | 63635 | 59404 | 61673 | 58489 | 60386 | 70554 | 49774 | 51925 | 43583 | 60873 | 65613 | 63697 | 0 | 0 | 6221116 | 6221116 | 709606 | 2020 | onshore wind | TRUE
61675 | Y | . | NCSU CCUP Cogeneration Plant | NC State University, Energy Systems | 61292 | NC | SAT | SERC |  | 611 | 5 | Commercial NAICS Cogen | GT | DFO | DFO | CPLE | A | barrels | 0 | 0 | 0 | 0 | 0 | 0 | 0 | 0 | 0 | 0 | 0 | 5 | 0 | 0 | 0 | 0 | 0 | 0 | 0 | 0 | 0 | 0 | 0 | 4 | 0 | 0 | 0 | 0 | 0 | 0 | 0 | 0 | 0 | 0 | 0 | 5.8 | 0 | 0 | 0 | 0 | 0 | 0 | 0 | 0 | 0 | 0 | 0 | 29 | 0 | 0 | 0 | 0 | 0 | 0 | 0 | 0 | 0 | 0 | 0 | 23 | 0 | 0 | 0 | 0 | 0 | 0 | 0 | 0 | 0 | 0 | 0 | 1.914 | 5 | 4 | 29 | 23 | 1.914 | 2020 | petroleum | FALSE
61675 | Y | . | NCSU CCUP Cogeneration Plant | NC State University, Energy Systems | 61292 | NC | SAT | SERC |  | 611 | 5 | Commercial NAICS Cogen | GT | NG | NG | CPLE | A | mcf | 56872 | 57103 | 49736 | 29186 | 41928 | 47279 | 60210 | 55402 | 42434 | 39408 | 42066 | 56038 | 44905 | 45087 | 39270 | 23044 | 33105 | 37330 | 47540 | 43744 | 33504 | 31115 | 33214 | 44246 | 1 | 1 | 1 | 1 | 1 | 1 | 1 | 1 | 1 | 1 | 1 | 1 | 56872 | 57103 | 49736 | 29186 | 41928 | 47279 | 60210 | 55402 | 42434 | 39408 | 42066 | 56038 | 44905 | 45087 | 39270 | 23044 | 33105 | 37330 | 47540 | 43744 | 33504 | 31115 | 33214 | 44246 | 3753.476 | 3768.671 | 3282.424 | 1926.196 | 2767.154 | 3120.26 | 3973.665 | 3656.388 | 2800.503 | 2600.795 | 2776.222 | 3698.332 | 577662 | 456104 | 577662 | 456104 | 38124.086 | 2020 | natural gas peaker | FALSE
61675 | Y | . | NCSU CCUP Cogeneration Plant | NC State University, Energy Systems | 61292 | NC | SAT | SERC |  | 611 | 5 | Commercial NAICS Cogen | ST | NG | NG | CPLE | A | mcf | 3460 | 3473 | 3025 | 1775 | 2550 | 2876 | 3662 | 3370 | 2581 | 2397 | 2559 | 3409 | 3379 | 3393 | 2955 | 1734 | 2491 | 2809 | 3578 | 3292 | 2521 | 2342 | 2500 | 3330 | 1 | 1 | 1 | 1 | 1 | 1 | 1 | 1 | 1 | 1 | 1 | 1 | 3460 | 3473 | 3025 | 1775 | 2550 | 2876 | 3662 | 3370 | 2581 | 2397 | 2559 | 3409 | 3379 | 3393 | 2955 | 1734 | 2491 | 2809 | 3578 | 3292 | 2521 | 2342 | 2500 | 3330 | 262.182 | 263.245 | 229.28 | 134.546 | 193.288 | 217.953 | 277.564 | 255.402 | 195.618 | 181.668 | 193.922 | 258.332 | 35137 | 34324 | 35137 | 34324 | 2663 | 2020 | natural gas nonpeaker - preexisting retiring | FALSE
61676 | Y | . | NCSU Cates Cogeneration Plant | NC State University, Energy Systems | 61292 | NC | SAT | SERC |  | 611 | 5 | Commercial NAICS Cogen | GT | DFO | DFO | CPLE | A | barrels | 23 | 8 | 8 | 9 | 18 | 9 | 8 | 11 | 8 | 10 | 9 | 17 | 12 | 4 | 4 | 5 | 9 | 4 | 4 | 6 | 4 | 5 | 5 | 8 | 5.8 | 5.8 | 5.8 | 5.8 | 5.8 | 5.8 | 5.8 | 5.8 | 5.8 | 5.8 | 5.8 | 5.8 | 133 | 46 | 46 | 52 | 104 | 52 | 46 | 64 | 46 | 58 | 52 | 99 | 72 | 25 | 22 | 27 | 54 | 26 | 24 | 34 | 24 | 29 | 27 | 49 | 5.995 | 2.12 | 1.88 | 2.237 | 4.524 | 2.149 | 1.969 | 2.828 | 2.013 | 2.429 | 2.227 | 4.138 | 138 | 70 | 798 | 413 | 34.509 | 2020 | petroleum | FALSE
61676 | Y | . | NCSU Cates Cogeneration Plant | NC State University, Energy Systems | 61292 | NC | SAT | SERC |  | 611 | 5 | Commercial NAICS Cogen | GT | NG | NG | CPLE | A | mcf | 133238 | 133780 | 116519 | 68376 | 98228 | 110763 | 141057 | 129794 | 99412 | 92323 | 98550 | 131283 | 68720 | 68998 | 60096 | 35265 | 50662 | 57127 | 72751 | 66942 | 51273 | 47616 | 50828 | 67710 | 1 | 1 | 1 | 1 | 1 | 1 | 1 | 1 | 1 | 1 | 1 | 1 | 133238 | 133780 | 116519 | 68376 | 98228 | 110763 | 141057 | 129794 | 99412 | 92323 | 98550 | 131283 | 68720 | 68998 | 60096 | 35265 | 50662 | 57127 | 72751 | 66942 | 51273 | 47616 | 50828 | 67710 | 5744.556 | 5767.811 | 5023.627 | 2947.971 | 4235.025 | 4775.441 | 6081.545 | 5595.966 | 4286.065 | 3980.42 | 4248.905 | 5660.159 | 1353323 | 697988 | 1353323 | 697988 | 58347.491 | 2020 | natural gas peaker | FALSE
61677 | N | . | Perennial Windfarm | Perennial Wind, LLC | 61288 | NE | WNC | MRO |  | 22 | 2 | NAICS-22 Non-Cogen | WT | WND | WND | SWPP | A |  | 0 | 0 | 0 | 0 | 0 | 0 | 0 | 0 | 0 | 0 | 0 | 0 | 0 | 0 | 0 | 0 | 0 | 0 | 0 | 0 | 0 | 0 | 0 | 0 | 0 | 0 | 0 | 0 | 0 | 0 | 0 | 0 | 0 | 0 | 0 | 0 | 25615 | 26965 | 26099 | 25252 | 21809 | 27478 | 19859 | 23592 | 25618 | 26181 | 27800 | 27544 | 25615 | 26965 | 26099 | 25252 | 21809 | 27478 | 19859 | 23592 | 25618 | 26181 | 27800 | 27544 | 2921.733 | 3075.728 | 2976.987 | 2880.325 | 2487.609 | 3134.205 | 2265.203 | 2691.02 | 2922.107 | 2986.331 | 3170.982 | 3141.77 | 0 | 0 | 303812 | 303812 | 34654 | 2020 | onshore wind | TRUE
61678 | N | . | Pinal Central Energy Center Hybrid | Pinal Central Energy Center, LLC | 61295 | AZ | MTN | WECC |  | 22 | 2 | NAICS-22 Non-Cogen | BA | MWH | OTH | SRP | M | megawatthours | 1347 | 1304 | 1387 | 1368 | 1239 | 1212 | 1226 | 999 | 1255 | 1200 | 1269 | 1378 | 1347 | 1304 | 1387 | 1368 | 1239 | 1212 | 1226 | 999 | 1255 | 1200 | 1269 | 1378 | 0 | 0 | 0 | 0 | 0 | 0 | 0 | 0 | 0 | 0 | 0 | 0 | 0 | 0 | 0 | 0 | 0 | 0 | 0 | 0 | 0 | 0 | 0 | 0 | 0 | 0 | 0 | 0 | 0 | 0 | 0 | 0 | 0 | 0 | 0 | 0 | -187 | -172 | -170 | -159 | 182 | 171 | 209 | 173 | 40 | 171 | -169 | -183 | 15184 | 15184 | 0 | 0 | -94 | 2020 | other | TRUE
61678 | N | . | Pinal Central Energy Center Hybrid | Pinal Central Energy Center, LLC | 61295 | AZ | MTN | WECC |  | 22 | 2 | NAICS-22 Non-Cogen | PV | SUN | SUN | SRP | M |  | 0 | 0 | 0 | 0 | 0 | 0 | 0 | 0 | 0 | 0 | 0 | 0 | 0 | 0 | 0 | 0 | 0 | 0 | 0 | 0 | 0 | 0 | 0 | 0 | 0 | 0 | 0 | 0 | 0 | 0 | 0 | 0 | 0 | 0 | 0 | 0 | 29115 | 34507 | 42739 | 55197 | 59274 | 56652 | 56337 | 52181 | 45483 | 41933 | 32131 | 30045 | 29115 | 34507 | 42739 | 55197 | 59274 | 56652 | 56337 | 52181 | 45483 | 41933 | 32131 | 30045 | 3321 | 3936 | 4875 | 6296 | 6761 | 6462 | 6426 | 5952 | 5188 | 4783 | 3665 | 3427 | 0 | 0 | 535594 | 535594 | 61092 | 2020 | solar PV | TRUE
61679 | N | . | Cox Battery Energy Storage | City Utilities of Springfield - (MO) | 17833 | MO | WNC | MRO |  | 22 | 1 | Electric Utility | BA | MWH | OTH | SWPP | A | megawatthours | 0 | 0 | 0 | 0 | 0 | 0 | 0 | 0 | 0 | 0 | 0 | 15 | 0 | 0 | 0 | 0 | 0 | 0 | 0 | 0 | 0 | 0 | 0 | 15 | 0 | 0 | 0 | 0 | 0 | 0 | 0 | 0 | 0 | 0 | 0 | 0 | 0 | 0 | 0 | 0 | 0 | 0 | 0 | 0 | 0 | 0 | 0 | 0 | 0 | 0 | 0 | 0 | 0 | 0 | 0 | 0 | 0 | 0 | 0 | 0 | 0 | 0 | 0 | 0 | 0 | 0 | 0 | 0 | 0 | 0 | 0 | 71 | 15 | 15 | 0 | 0 | 71 | 2020 | other | TRUE
61680 | N | . | Tatanka Wi | HQC Tatanka Wi Solar Power Generation LLC | 61299 | MN | WNC | MRO |  | 22 | 2 | NAICS-22 Non-Cogen | PV | SUN | SUN | MISO | A |  | 0 | 0 | 0 | 0 | 0 | 0 | 0 | 0 | 0 | 0 | 0 | 0 | 0 | 0 | 0 | 0 | 0 | 0 | 0 | 0 | 0 | 0 | 0 | 0 | 0 | 0 | 0 | 0 | 0 | 0 | 0 | 0 | 0 | 0 | 0 | 0 | 3267 | 7245 | 8791 | 11622 | 12089 | 13103 | 12635 | 12511 | 8823 | 6603 | 5053 | 3164 | 3267 | 7245 | 8791 | 11622 | 12089 | 13103 | 12635 | 12511 | 8823 | 6603 | 5053 | 3164 | 372.664 | 826.435 | 1002.704 | 1325.648 | 1378.946 | 1494.624 | 1441.22 | 1427.089 | 1006.351 | 753.115 | 576.355 | 360.849 | 0 | 0 | 104906 | 104906 | 11966 | 2020 | solar PV | TRUE
61681 | N | . | Middle Daisy | Onyx Asset Services Group | 60584 | NM | MTN | MRO |  | 22 | 2 | NAICS-22 Non-Cogen | PV | SUN | SUN | SWPP | A |  | 0 | 0 | 0 | 0 | 0 | 0 | 0 | 0 | 0 | 0 | 0 | 0 | 0 | 0 | 0 | 0 | 0 | 0 | 0 | 0 | 0 | 0 | 0 | 0 | 0 | 0 | 0 | 0 | 0 | 0 | 0 | 0 | 0 | 0 | 0 | 0 | 7110 | 7467 | 8534 | 11868 | 13229 | 12432 | 12156 | 11482 | 10109 | 9668 | 7768 | 7163 | 7110 | 7467 | 8534 | 11868 | 13229 | 12432 | 12156 | 11482 | 10109 | 9668 | 7768 | 7163 | 810.971 | 851.759 | 973.457 | 1353.724 | 1508.97 | 1418.015 | 1386.581 | 1309.649 | 1153.085 | 1102.731 | 886.019 | 817.039 | 0 | 0 | 118986 | 118986 | 13572 | 2020 | solar PV | TRUE
61682 | N | . | USG 1 | ZGlobal Inc | 60059 | CA | PACC | WECC |  | 22 | 2 | NAICS-22 Non-Cogen | PV | SUN | SUN | IID | A |  | 0 | 0 | 0 | 0 | 0 | 0 | 0 | 0 | 0 | 0 | 0 | 0 | 0 | 0 | 0 | 0 | 0 | 0 | 0 | 0 | 0 | 0 | 0 | 0 | 0 | 0 | 0 | 0 | 0 | 0 | 0 | 0 | 0 | 0 | 0 | 0 | 1362 | 1847 | 1807 | 2277 | 2981 | 2968 | 3352 | 2777 | 2181 | 2016 | 1594 | 1262 | 1362 | 1847 | 1807 | 2277 | 2981 | 2968 | 3352 | 2777 | 2181 | 2016 | 1594 | 1262 | 155.388 | 210.636 | 206.12 | 259.769 | 339.973 | 338.545 | 382.392 | 316.802 | 248.752 | 229.928 | 181.775 | 143.92 | 0 | 0 | 26424 | 26424 | 3014 | 2020 | solar PV | TRUE
61683 | N | . | USG 2 | ZGlobal Inc | 60059 | CA | PACC | WECC |  | 22 | 2 | NAICS-22 Non-Cogen | PV | SUN | SUN | IID | A |  | 0 | 0 | 0 | 0 | 0 | 0 | 0 | 0 | 0 | 0 | 0 | 0 | 0 | 0 | 0 | 0 | 0 | 0 | 0 | 0 | 0 | 0 | 0 | 0 | 0 | 0 | 0 | 0 | 0 | 0 | 0 | 0 | 0 | 0 | 0 | 0 | 788 | 1069 | 1046 | 1318 | 1725 | 1717 | 1940 | 1607 | 1262 | 1166 | 922 | 730 | 788 | 1069 | 1046 | 1318 | 1725 | 1717 | 1940 | 1607 | 1262 | 1166 | 922 | 730 | 89.912 | 121.881 | 119.268 | 150.311 | 196.72 | 195.893 | 221.265 | 183.312 | 143.936 | 133.044 | 105.181 | 83.277 | 0 | 0 | 15290 | 15290 | 1744 | 2020 | solar PV | TRUE
61684 | N | . | Klawock Power Generation Station | Alaska Power and Telephone Co | 219 | AK | PACN |  |  | 22 | 1 | Electric Utility | IC | DFO | DFO | NA | A | barrels | 116 | 75 | 75 | 72 | 61 | 77 | 101 | 103 | 66 | 78 | 61 | 60 | 116 | 75 | 75 | 72 | 61 | 77 | 101 | 103 | 66 | 78 | 61 | 60 | 5.825 | 5.825 | 5.825 | 5.825 | 5.825 | 5.825 | 5.825 | 5.825 | 5.825 | 5.825 | 5.825 | 5.825 | 676 | 437 | 437 | 419 | 355 | 449 | 588 | 600 | 384 | 454 | 355 | 350 | 676 | 437 | 437 | 419 | 355 | 449 | 588 | 600 | 384 | 454 | 355 | 350 | 59.027 | 38.267 | 38.634 | 37.073 | 31.391 | 39.523 | 51.519 | 52.787 | 33.566 | 40.175 | 31.155 | 30.883 | 945 | 945 | 5504 | 5504 | 484 | 2020 | petroleum | TRUE
61685 | N | . | Slana Generating Station | Alaska Power and Telephone Co | 219 | AK | PACN |  |  | 22 | 1 | Electric Utility | IC | DFO | DFO | NA | A | barrels | 271 | 176 | 178 | 170 | 144 | 182 | 237 | 243 | 154 | 185 | 143 | 142 | 271 | 176 | 178 | 170 | 144 | 182 | 237 | 243 | 154 | 185 | 143 | 142 | 5.825 | 5.825 | 5.825 | 5.825 | 5.825 | 5.825 | 5.825 | 5.825 | 5.825 | 5.825 | 5.825 | 5.825 | 1579 | 1025 | 1037 | 990 | 839 | 1060 | 1381 | 1415 | 897 | 1078 | 833 | 827 | 1579 | 1025 | 1037 | 990 | 839 | 1060 | 1381 | 1415 | 897 | 1078 | 833 | 827 | 165.25 | 107.131 | 108.159 | 103.79 | 87.883 | 110.648 | 144.232 | 147.782 | 93.971 | 112.473 | 87.221 | 86.46 | 2225 | 2225 | 12961 | 12961 | 1355 | 2020 | petroleum | TRUE
61686 | N | . | Johnson 1 Community Solar | Johnson I CSG LLC | 61287 | MN | WNC | MRO |  | 22 | 2 | NAICS-22 Non-Cogen | PV | SUN | SUN | MISO | A |  | 0 | 0 | 0 | 0 | 0 | 0 | 0 | 0 | 0 | 0 | 0 | 0 | 0 | 0 | 0 | 0 | 0 | 0 | 0 | 0 | 0 | 0 | 0 | 0 | 0 | 0 | 0 | 0 | 0 | 0 | 0 | 0 | 0 | 0 | 0 | 0 | 479 | 1063 | 1290 | 1706 | 1774 | 1923 | 1854 | 1836 | 1295 | 969 | 742 | 464 | 479 | 1063 | 1290 | 1706 | 1774 | 1923 | 1854 | 1836 | 1295 | 969 | 742 | 464 | 54.687 | 121.279 | 147.146 | 194.538 | 202.359 | 219.335 | 211.498 | 209.424 | 147.681 | 110.519 | 84.58 | 52.954 | 0 | 0 | 15395 | 15395 | 1756 | 2020 | solar PV | TRUE
61688 | N | . | North Gooding Main Hydro | North Gooding Main Hydro LLC | 61305 | ID | MTN | WECC |  | 22 | 2 | NAICS-22 Non-Cogen | HY | WAT | HYC | IPCO | A |  | 0 | 0 | 0 | 0 | 0 | 0 | 0 | 0 | 0 | 0 | 0 | 0 | 0 | 0 | 0 | 0 | 0 | 0 | 0 | 0 | 0 | 0 | 0 | 0 | 0 | 0 | 0 | 0 | 0 | 0 | 0 | 0 | 0 | 0 | 0 | 0 | 3057 | 3219 | 3349 | 3768 | 4286 | 4175 | 4230 | 4259 | 3094 | 3385 | 3299 | 3064 | 3057 | 3219 | 3349 | 3768 | 4286 | 4175 | 4230 | 4259 | 3094 | 3385 | 3299 | 3064 | 348.657 | 367.223 | 382.048 | 429.808 | 488.911 | 476.238 | 482.543 | 485.817 | 352.889 | 386.064 | 376.324 | 349.478 | 0 | 0 | 43185 | 43185 | 4926 | 2020 | hydro | TRUE
61689 | N | . | Grimm Community Solar | Grimm CSG LLC | 61303 | MN | WNC | MRO |  | 22 | 2 | NAICS-22 Non-Cogen | PV | SUN | SUN | MISO | A |  | 0 | 0 | 0 | 0 | 0 | 0 | 0 | 0 | 0 | 0 | 0 | 0 | 0 | 0 | 0 | 0 | 0 | 0 | 0 | 0 | 0 | 0 | 0 | 0 | 0 | 0 | 0 | 0 | 0 | 0 | 0 | 0 | 0 | 0 | 0 | 0 | 529 | 1173 | 1423 | 1881 | 1957 | 2121 | 2045 | 2025 | 1428 | 1069 | 818 | 512 | 529 | 1173 | 1423 | 1881 | 1957 | 2121 | 2045 | 2025 | 1428 | 1069 | 818 | 512 | 60.325 | 133.779 | 162.313 | 214.59 | 223.217 | 241.943 | 233.298 | 231.011 | 162.903 | 121.911 | 93.298 | 58.412 | 0 | 0 | 16981 | 16981 | 1937 | 2020 | solar PV | TRUE
61690 | N | . | Foreman's Hill Community Solar | Foreman's Hill CSG LLC | 61304 | MN | WNC | MRO |  | 22 | 2 | NAICS-22 Non-Cogen | PV | SUN | SUN | MISO | A |  | 0 | 0 | 0 | 0 | 0 | 0 | 0 | 0 | 0 | 0 | 0 | 0 | 0 | 0 | 0 | 0 | 0 | 0 | 0 | 0 | 0 | 0 | 0 | 0 | 0 | 0 | 0 | 0 | 0 | 0 | 0 | 0 | 0 | 0 | 0 | 0 | 2370 | 5255 | 6376 | 8429 | 8768 | 9504 | 9164 | 9075 | 6399 | 4789 | 3665 | 2295 | 2370 | 5255 | 6376 | 8429 | 8768 | 9504 | 9164 | 9075 | 6399 | 4789 | 3665 | 2295 | 270.298 | 599.417 | 727.266 | 961.499 | 1000.156 | 1084.058 | 1045.324 | 1035.075 | 729.911 | 546.238 | 418.033 | 261.725 | 0 | 0 | 76089 | 76089 | 8679 | 2020 | solar PV | TRUE
61692 | N | . | IVC Solar | ZGlobal Inc | 60059 | CA | PACC | WECC |  | 22 | 2 | NAICS-22 Non-Cogen | PV | SUN | SUN | IID | A |  | 0 | 0 | 0 | 0 | 0 | 0 | 0 | 0 | 0 | 0 | 0 | 0 | 0 | 0 | 0 | 0 | 0 | 0 | 0 | 0 | 0 | 0 | 0 | 0 | 0 | 0 | 0 | 0 | 0 | 0 | 0 | 0 | 0 | 0 | 0 | 0 | 1507 | 2043 | 1999 | 2519 | 3297 | 3283 | 3708 | 3072 | 2412 | 2230 | 1763 | 1396 | 1507 | 2043 | 1999 | 2519 | 3297 | 3283 | 3708 | 3072 | 2412 | 2230 | 1763 | 1396 | 171.887 | 232.999 | 228.004 | 287.349 | 376.068 | 374.489 | 422.991 | 350.437 | 275.162 | 254.34 | 201.074 | 159.2 | 0 | 0 | 29229 | 29229 | 3334 | 2020 | solar PV | TRUE
61693 | N | . | Buckleberry Solar | Cypress Creek Renewables | 61060 | NC | SAT | SERC |  | 22 | 2 | NAICS-22 Non-Cogen | PV | SUN | SUN | CPLE | M |  | 0 | 0 | 0 | 0 | 0 | 0 | 0 | 0 | 0 | 0 | 0 | 0 | 0 | 0 | 0 | 0 | 0 | 0 | 0 | 0 | 0 | 0 | 0 | 0 | 0 | 0 | 0 | 0 | 0 | 0 | 0 | 0 | 0 | 0 | 0 | 0 | 56828 | 52576 | 71048 | 89669 | 92878 | 85619 | 98979 | 80227 | 61842 | 68234 | 55890 | 48972 | 56828 | 52576 | 71048 | 89669 | 92878 | 85619 | 98979 | 80227 | 61842 | 68234 | 55890 | 48972 | 6482 | 5997 | 8104 | 10228 | 10594 | 9766 | 11290 | 9151 | 7054 | 7783 | 6375 | 5586 | 0 | 0 | 862762 | 862762 | 98410 | 2020 | solar PV | TRUE
61694 | N | . | Lockheed Martin Solar | Lockheed Martin RMS | 61307 | FL | SAT | SERC |  | 339 | 6 | Industrial NAICS Non-Cogen | PV | SUN | SUN | FPC | A |  | 0 | 0 | 0 | 0 | 0 | 0 | 0 | 0 | 0 | 0 | 0 | 0 | 0 | 0 | 0 | 0 | 0 | 0 | 0 | 0 | 0 | 0 | 0 | 0 | 0 | 0 | 0 | 0 | 0 | 0 | 0 | 0 | 0 | 0 | 0 | 0 | 1905 | 2062 | 2749 | 2491 | 2939 | 2537 | 2601 | 2482 | 2149 | 2097 | 1835 | 1997 | 1905 | 2062 | 2749 | 2491 | 2939 | 2537 | 2601 | 2482 | 2149 | 2097 | 1835 | 1997 | 217.314 | 235.255 | 313.567 | 284.128 | 335.197 | 289.36 | 296.677 | 283.081 | 245.145 | 239.243 | 209.296 | 227.737 | 0 | 0 | 27844 | 27844 | 3176 | 2020 | solar PV | FALSE
61695 | N | . | Johnson II Community Solar | Johnson II CSG LLC | 61309 | MN | WNC | MRO |  | 22 | 2 | NAICS-22 Non-Cogen | PV | SUN | SUN | MISO | A |  | 0 | 0 | 0 | 0 | 0 | 0 | 0 | 0 | 0 | 0 | 0 | 0 | 0 | 0 | 0 | 0 | 0 | 0 | 0 | 0 | 0 | 0 | 0 | 0 | 0 | 0 | 0 | 0 | 0 | 0 | 0 | 0 | 0 | 0 | 0 | 0 | 461 | 1021 | 1239 | 1638 | 1704 | 1847 | 1781 | 1764 | 1244 | 931 | 712 | 446 | 461 | 1021 | 1239 | 1638 | 1704 | 1847 | 1781 | 1764 | 1244 | 931 | 712 | 446 | 52.54 | 116.513 | 141.364 | 186.894 | 194.408 | 210.716 | 203.187 | 201.195 | 141.878 | 106.176 | 81.256 | 50.873 | 0 | 0 | 14788 | 14788 | 1687 | 2020 | solar PV | TRUE
61696 | N | . | Twiggs Solar | GA Solar 4 | 61873 | GA | SAT | SERC |  | 22 | 2 | NAICS-22 Non-Cogen | PV | SUN | SUN | SOCO | M |  | . | . | . | . | . | . | . | 0 | 0 | 0 | 0 | 0 | . | . | . | . | . | . | . | 0 | 0 | 0 | 0 | 0 | . | . | . | . | . | . | . | 0 | 0 | 0 | 0 | 0 | . | . | . | . | . | . | . | 411321 | 315244 | 296342 | 239514 | 221156 | . | . | . | . | . | . | . | 411321 | 315244 | 296342 | 239514 | 221156 | . | . | . | . | . | . | . | 46917 | 35958 | 33802 | 27320 | 25226 | 0 | 0 | 1483577 | 1483577 | 169223 | 2020 | solar PV | TRUE
61697 | N | . | Lamesa II | Lamesa Solar II, L.L.C. | 62080 | TX | WSC | TRE |  | 22 | 2 | NAICS-22 Non-Cogen | PV | SUN | SUN | ERCO | M |  | 0 | 0 | 0 | 0 | 0 | 0 | 0 | 0 | 0 | 0 | 0 | 0 | 0 | 0 | 0 | 0 | 0 | 0 | 0 | 0 | 0 | 0 | 0 | 0 | 0 | 0 | 0 | 0 | 0 | 0 | 0 | 0 | 0 | 0 | 0 | 0 | 68339 | 72223 | 73958 | 103626 | 123632 | 134389 | 125079 | 122633 | 97472 | 91343 | 68996 | 65288 | 68339 | 72223 | 73958 | 103626 | 123632 | 134389 | 125079 | 122633 | 97472 | 91343 | 68996 | 65288 | 7795 | 8238 | 8436 | 11820 | 14102 | 15329 | 14267 | 13988 | 11118 | 10419 | 7870 | 7447 | 0 | 0 | 1146978 | 1146978 | 130829 | 2020 | solar PV | TRUE
61698 | N | . | Folsom SP and CSP Sacramento | Ecoplexus, Inc | 58970 | CA | PACC | WECC |  | 22 | 2 | NAICS-22 Non-Cogen | PV | SUN | SUN | BANC | A |  | 0 | 0 | 0 | 0 | 0 | 0 | 0 | 0 | 0 | 0 | 0 | 0 | 0 | 0 | 0 | 0 | 0 | 0 | 0 | 0 | 0 | 0 | 0 | 0 | 0 | 0 | 0 | 0 | 0 | 0 | 0 | 0 | 0 | 0 | 0 | 0 | 1159 | 1572 | 1538 | 1938 | 2537 | 2526 | 2853 | 2364 | 1856 | 1715 | 1356 | 1074 | 1159 | 1572 | 1538 | 1938 | 2537 | 2526 | 2853 | 2364 | 1856 | 1715 | 1356 | 1074 | 132.239 | 179.257 | 175.414 | 221.071 | 289.327 | 288.112 | 325.427 | 269.607 | 211.695 | 195.675 | 154.696 | 122.48 | 0 | 0 | 22488 | 22488 | 2565 | 2020 | solar PV | TRUE
61699 | N | . | Otarre Solar Park | TIG Sun Energy IV, LLC | 61322 | SC | SAT | SERC |  | 22 | 2 | NAICS-22 Non-Cogen | PV | SUN | SUN | SCEG | A |  | 0 | 0 | 0 | 0 | 0 | 0 | 0 | 0 | 0 | 0 | 0 | 0 | 0 | 0 | 0 | 0 | 0 | 0 | 0 | 0 | 0 | 0 | 0 | 0 | 0 | 0 | 0 | 0 | 0 | 0 | 0 | 0 | 0 | 0 | 0 | 0 | 1462 | 1541 | 1969 | 2511 | 2780 | 2436 | 2767 | 2322 | 1966 | 1945 | 1541 | 1457 | 1462 | 1541 | 1969 | 2511 | 2780 | 2436 | 2767 | 2322 | 1966 | 1945 | 1541 | 1457 | 166.771 | 175.808 | 224.597 | 286.45 | 317.045 | 277.836 | 315.631 | 264.833 | 224.206 | 221.879 | 175.784 | 166.16 | 0 | 0 | 24697 | 24697 | 2817 | 2020 | solar PV | TRUE
61700 | N | . | PowerFin Kingsbery | PowerFin ASL 1, LLC | 61323 | TX | WSC | TRE |  | 22 | 2 | NAICS-22 Non-Cogen | PV | SUN | SUN | ERCO | A |  | 0 | 0 | 0 | 0 | 0 | 0 | 0 | 0 | 0 | 0 | 0 | 0 | 0 | 0 | 0 | 0 | 0 | 0 | 0 | 0 | 0 | 0 | 0 | 0 | 0 | 0 | 0 | 0 | 0 | 0 | 0 | 0 | 0 | 0 | 0 | 0 | 1755 | 2077 | 2192 | 2829 | 3696 | 3991 | 4262 | 3791 | 3017 | 2503 | 2061 | 1896 | 1755 | 2077 | 2192 | 2829 | 3696 | 3991 | 4262 | 3791 | 3017 | 2503 | 2061 | 1896 | 200.148 | 236.927 | 250.001 | 322.669 | 421.546 | 455.187 | 486.095 | 432.405 | 344.163 | 285.49 | 235.116 | 216.253 | 0 | 0 | 34070 | 34070 | 3886 | 2020 | solar PV | TRUE
61701 | N | . | Seabrook Solar | Dominion Energy Inc | 5248 | SC | SAT | SERC |  | 22 | 2 | NAICS-22 Non-Cogen | PV | SUN | SUN | SCEG | M |  | 0 | 0 | 0 | 0 | 0 | 0 | 0 | 0 | 0 | 0 | 0 | 0 | 0 | 0 | 0 | 0 | 0 | 0 | 0 | 0 | 0 | 0 | 0 | 0 | 0 | 0 | 0 | 0 | 0 | 0 | 0 | 0 | 0 | 0 | 0 | 0 | 80735 | 87346 | 112270 | 144349 | 155579 | 121335 | 133802 | 124167 | 102486 | 97945 | 81244 | 73380 | 80735 | 87346 | 112270 | 144349 | 155579 | 121335 | 133802 | 124167 | 102486 | 97945 | 81244 | 73380 | 9209 | 9963 | 12806 | 16465 | 17746 | 13840 | 15262 | 14163 | 11690 | 11172 | 9267 | 8370 | 0 | 0 | 1314638 | 1314638 | 149953 | 2020 | solar PV | TRUE
61702 | N | . | Greater New Bedford LFG Utiliz. Facility | CommonWealth New Bedford Energy LLC | 61335 | MA | NEW | NPCC |  | 22 | 2 | NAICS-22 Non-Cogen | IC | LFG | MLG | ISNE | A | mcf | 38970 | 33251 | 36915 | 35965 | 37067 | 27466 | 35664 | 37666 | 36673 | 37933 | 37050 | 37375 | 38970 | 33251 | 36915 | 35965 | 37067 | 27466 | 35664 | 37666 | 36673 | 37933 | 37050 | 37375 | 0.506 | 0.506 | 0.506 | 0.506 | 0.506 | 0.506 | 0.506 | 0.506 | 0.506 | 0.506 | 0.506 | 0.506 | 19719 | 16825 | 18679 | 18198 | 18756 | 13898 | 18046 | 19059 | 18557 | 19194 | 18747 | 18912 | 19719 | 16825 | 18679 | 18198 | 18756 | 13898 | 18046 | 19059 | 18557 | 19194 | 18747 | 18912 | 1554.85 | 1326.763 | 1472.954 | 1435.056 | 1479.006 | 1095.914 | 1423.026 | 1502.926 | 1463.304 | 1513.579 | 1478.323 | 1491.299 | 431995 | 431995 | 218590 | 218590 | 17237 | 2020 | biomass | TRUE
61703 | Y | . | Sikorsky Aircraft CHP | Sikorsky Aircraft Corporation | 61332 | CT | NEW | NPCC |  | 336 | 7 | Industrial NAICS Cogen | GT | NG | NG | ISNE | A | mcf | 73884 | 69233 | 62745 | 64236 | 56951 | 76141 | 91528 | 81547 | 71881 | 58674 | 65596 | 73997 | 57310 | 53703 | 48670 | 49826 | 44177 | 59062 | 70997 | 63255 | 55756 | 45513 | 50882 | 57399 | 1.03 | 1.03 | 1.03 | 1.03 | 1.03 | 1.03 | 1.03 | 1.03 | 1.03 | 1.03 | 1.03 | 1.03 | 76101 | 71310 | 64627 | 66163 | 58660 | 78425 | 94274 | 83993 | 74037 | 60434 | 67564 | 76217 | 59029 | 55314 | 50130 | 51321 | 45502 | 60834 | 73127 | 65153 | 57429 | 46878 | 52408 | 59121 | 5091.44 | 4770.98 | 4323.878 | 4426.601 | 3924.627 | 5247.051 | 6307.392 | 5619.568 | 4953.432 | 4043.371 | 4520.348 | 5099.312 | 846413 | 656550 | 871805 | 676246 | 58328 | 2020 | natural gas peaker | FALSE
61703 | Y | . | Sikorsky Aircraft CHP | Sikorsky Aircraft Corporation | 61332 | CT | NEW | NPCC |  | 336 | 7 | Industrial NAICS Cogen | PV | SUN | SUN | ISNE | A |  | 0 | 0 | 0 | 0 | 0 | 0 | 0 | 0 | 0 | 0 | 0 | 0 | 0 | 0 | 0 | 0 | 0 | 0 | 0 | 0 | 0 | 0 | 0 | 0 | 0 | 0 | 0 | 0 | 0 | 0 | 0 | 0 | 0 | 0 | 0 | 0 | 56 | 66 | 94 | 88 | 124 | 117 | 117 | 107 | 98 | 70 | 58 | 41 | 56 | 66 | 94 | 88 | 124 | 117 | 117 | 107 | 98 | 70 | 58 | 41 | 6.368 | 7.487 | 10.677 | 10.047 | 14.09 | 13.402 | 13.299 | 12.22 | 11.169 | 7.942 | 6.663 | 4.636 | 0 | 0 | 1036 | 1036 | 118 | 2020 | solar PV | FALSE
61704 | N | . | Aquila Community Solar | National Grid Renewables | 62759 | MN | WNC | MRO |  | 22 | 2 | NAICS-22 Non-Cogen | PV | SUN | SUN | MISO | A |  | 0 | 0 | 0 | 0 | 0 | 0 | 0 | 0 | 0 | 0 | 0 | 0 | 0 | 0 | 0 | 0 | 0 | 0 | 0 | 0 | 0 | 0 | 0 | 0 | 0 | 0 | 0 | 0 | 0 | 0 | 0 | 0 | 0 | 0 | 0 | 0 | 539 | 1195 | 1449 | 1916 | 1993 | 2161 | 2083 | 2063 | 1455 | 1089 | 833 | 522 | 539 | 1195 | 1449 | 1916 | 1993 | 2161 | 2083 | 2063 | 1455 | 1089 | 833 | 522 | 61.446 | 136.266 | 165.33 | 218.578 | 227.366 | 246.439 | 237.634 | 235.304 | 165.931 | 124.176 | 95.032 | 59.498 | 0 | 0 | 17298 | 17298 | 1973 | 2020 | solar PV | TRUE
61705 | N | . | Acturus Community Solar | National Grid Renewables | 62759 | MN | WNC | MRO |  | 22 | 2 | NAICS-22 Non-Cogen | PV | SUN | SUN | MISO | A |  | 0 | 0 | 0 | 0 | 0 | 0 | 0 | 0 | 0 | 0 | 0 | 0 | 0 | 0 | 0 | 0 | 0 | 0 | 0 | 0 | 0 | 0 | 0 | 0 | 0 | 0 | 0 | 0 | 0 | 0 | 0 | 0 | 0 | 0 | 0 | 0 | 510 | 1130 | 1372 | 1813 | 1886 | 2044 | 1971 | 1952 | 1377 | 1030 | 788 | 494 | 510 | 1130 | 1372 | 1813 | 1886 | 2044 | 1971 | 1952 | 1377 | 1030 | 788 | 494 | 58.145 | 128.945 | 156.447 | 206.835 | 215.151 | 233.199 | 224.867 | 222.662 | 157.016 | 117.505 | 89.926 | 56.302 | 0 | 0 | 16367 | 16367 | 1867 | 2020 | solar PV | TRUE
61706 | N | . | Auriga Community Solar | National Grid Renewables | 62759 | MN | WNC | MRO |  | 22 | 2 | NAICS-22 Non-Cogen | PV | SUN | SUN | MISO | A |  | 0 | 0 | 0 | 0 | 0 | 0 | 0 | 0 | 0 | 0 | 0 | 0 | 0 | 0 | 0 | 0 | 0 | 0 | 0 | 0 | 0 | 0 | 0 | 0 | 0 | 0 | 0 | 0 | 0 | 0 | 0 | 0 | 0 | 0 | 0 | 0 | 536 | 1188 | 1441 | 1906 | 1982 | 2148 | 2072 | 2051 | 1447 | 1083 | 828 | 519 | 536 | 1188 | 1441 | 1906 | 1982 | 2148 | 2072 | 2051 | 1447 | 1083 | 828 | 519 | 61.105 | 135.506 | 164.408 | 217.359 | 226.098 | 245.065 | 236.309 | 233.992 | 165.006 | 123.484 | 94.502 | 59.166 | 0 | 0 | 17201 | 17201 | 1962 | 2020 | solar PV | TRUE
61707 | N | . | Canopus Community Solar | National Grid Renewables | 62759 | MN | WNC | MRO |  | 22 | 2 | NAICS-22 Non-Cogen | PV | SUN | SUN | MISO | A |  | 0 | 0 | 0 | 0 | 0 | 0 | 0 | 0 | 0 | 0 | 0 | 0 | 0 | 0 | 0 | 0 | 0 | 0 | 0 | 0 | 0 | 0 | 0 | 0 | 0 | 0 | 0 | 0 | 0 | 0 | 0 | 0 | 0 | 0 | 0 | 0 | 533 | 1183 | 1435 | 1897 | 1973 | 2139 | 2062 | 2042 | 1440 | 1078 | 825 | 516 | 533 | 1183 | 1435 | 1897 | 1973 | 2139 | 2062 | 2042 | 1440 | 1078 | 825 | 516 | 60.824 | 134.884 | 163.654 | 216.362 | 225.061 | 243.941 | 235.225 | 232.919 | 164.249 | 122.918 | 94.068 | 58.895 | 0 | 0 | 17123 | 17123 | 1953 | 2020 | solar PV | TRUE
61708 | N | . | Sagitta Community Solar | National Grid Renewables | 62759 | MN | WNC | MRO |  | 22 | 2 | NAICS-22 Non-Cogen | PV | SUN | SUN | MISO | A |  | 0 | 0 | 0 | 0 | 0 | 0 | 0 | 0 | 0 | 0 | 0 | 0 | 0 | 0 | 0 | 0 | 0 | 0 | 0 | 0 | 0 | 0 | 0 | 0 | 0 | 0 | 0 | 0 | 0 | 0 | 0 | 0 | 0 | 0 | 0 | 0 | 516 | 1145 | 1389 | 1837 | 1910 | 2071 | 1997 | 1977 | 1394 | 1043 | 799 | 500 | 516 | 1145 | 1389 | 1837 | 1910 | 2071 | 1997 | 1977 | 1394 | 1043 | 799 | 500 | 58.893 | 130.602 | 158.458 | 209.494 | 217.916 | 236.197 | 227.758 | 225.524 | 159.035 | 119.016 | 91.082 | 57.025 | 0 | 0 | 16578 | 16578 | 1891 | 2020 | solar PV | TRUE
61709 | N | . | Libra Community Solar | National Grid Renewables | 62759 | MN | WNC | MRO |  | 22 | 2 | NAICS-22 Non-Cogen | PV | SUN | SUN | MISO | A |  | 0 | 0 | 0 | 0 | 0 | 0 | 0 | 0 | 0 | 0 | 0 | 0 | 0 | 0 | 0 | 0 | 0 | 0 | 0 | 0 | 0 | 0 | 0 | 0 | 0 | 0 | 0 | 0 | 0 | 0 | 0 | 0 | 0 | 0 | 0 | 0 | 519 | 1152 | 1397 | 1847 | 1922 | 2083 | 2008 | 1989 | 1402 | 1049 | 803 | 503 | 519 | 1152 | 1397 | 1847 | 1922 | 2083 | 2008 | 1989 | 1402 | 1049 | 803 | 503 | 59.236 | 131.362 | 159.38 | 210.712 | 219.184 | 237.571 | 229.082 | 226.836 | 159.96 | 119.708 | 91.612 | 57.357 | 0 | 0 | 16674 | 16674 | 1902 | 2020 | solar PV | TRUE
61710 | N | . | Aquarius Community Solar | National Grid Renewables | 62759 | MN | WNC | MRO |  | 22 | 2 | NAICS-22 Non-Cogen | PV | SUN | SUN | MISO | A |  | 0 | 0 | 0 | 0 | 0 | 0 | 0 | 0 | 0 | 0 | 0 | 0 | 0 | 0 | 0 | 0 | 0 | 0 | 0 | 0 | 0 | 0 | 0 | 0 | 0 | 0 | 0 | 0 | 0 | 0 | 0 | 0 | 0 | 0 | 0 | 0 | 529 | 1173 | 1424 | 1882 | 1958 | 2122 | 2046 | 2026 | 1429 | 1069 | 818 | 512 | 529 | 1173 | 1424 | 1882 | 1958 | 2122 | 2046 | 2026 | 1429 | 1069 | 818 | 512 | 60.356 | 133.848 | 162.397 | 214.7 | 223.333 | 242.068 | 233.418 | 231.13 | 162.987 | 121.974 | 93.346 | 58.443 | 0 | 0 | 16988 | 16988 | 1938 | 2020 | solar PV | TRUE
61711 | N | . | Cassiopeia Community Solar | National Grid Renewables | 62759 | MN | WNC | MRO |  | 22 | 2 | NAICS-22 Non-Cogen | PV | SUN | SUN | MISO | A |  | 0 | 0 | 0 | 0 | 0 | 0 | 0 | 0 | 0 | 0 | 0 | 0 | 0 | 0 | 0 | 0 | 0 | 0 | 0 | 0 | 0 | 0 | 0 | 0 | 0 | 0 | 0 | 0 | 0 | 0 | 0 | 0 | 0 | 0 | 0 | 0 | 526 | 1167 | 1416 | 1873 | 1948 | 2111 | 2036 | 2016 | 1422 | 1064 | 814 | 510 | 526 | 1167 | 1416 | 1873 | 1948 | 2111 | 2036 | 2016 | 1422 | 1064 | 814 | 510 | 60.045 | 133.158 | 161.559 | 213.593 | 222.18 | 240.819 | 232.214 | 229.937 | 162.146 | 121.344 | 92.864 | 58.141 | 0 | 0 | 16903 | 16903 | 1928 | 2020 | solar PV | TRUE
61712 | N | . | Crux Community Solar | National Grid Renewables | 62759 | MN | WNC | MRO |  | 22 | 2 | NAICS-22 Non-Cogen | PV | SUN | SUN | MISO | A |  | 0 | 0 | 0 | 0 | 0 | 0 | 0 | 0 | 0 | 0 | 0 | 0 | 0 | 0 | 0 | 0 | 0 | 0 | 0 | 0 | 0 | 0 | 0 | 0 | 0 | 0 | 0 | 0 | 0 | 0 | 0 | 0 | 0 | 0 | 0 | 0 | 408 | 906 | 1099 | 1453 | 1511 | 1638 | 1580 | 1564 | 1103 | 825 | 632 | 396 | 408 | 906 | 1099 | 1453 | 1511 | 1638 | 1580 | 1564 | 1103 | 825 | 632 | 396 | 46.59 | 103.322 | 125.359 | 165.734 | 172.397 | 186.859 | 180.183 | 178.416 | 125.815 | 94.155 | 72.056 | 45.114 | 0 | 0 | 13115 | 13115 | 1496 | 2020 | solar PV | TRUE
61713 | N | . | Leo Community Solar | National Grid Renewables | 62759 | MN | WNC | MRO |  | 22 | 2 | NAICS-22 Non-Cogen | PV | SUN | SUN | MISO | A |  | 0 | 0 | 0 | 0 | 0 | 0 | 0 | 0 | 0 | 0 | 0 | 0 | 0 | 0 | 0 | 0 | 0 | 0 | 0 | 0 | 0 | 0 | 0 | 0 | 0 | 0 | 0 | 0 | 0 | 0 | 0 | 0 | 0 | 0 | 0 | 0 | 557 | 1235 | 1498 | 1980 | 2060 | 2233 | 2153 | 2132 | 1503 | 1125 | 861 | 539 | 557 | 1235 | 1498 | 1980 | 2060 | 2233 | 2153 | 2132 | 1503 | 1125 | 861 | 539 | 63.502 | 140.824 | 170.86 | 225.89 | 234.972 | 254.683 | 245.583 | 243.175 | 171.482 | 128.33 | 98.211 | 61.488 | 0 | 0 | 17876 | 17876 | 2039 | 2020 | solar PV | TRUE
61715 | N | . | Deneb Community Solar | National Grid Renewables | 62759 | MN | WNC | MRO |  | 22 | 2 | NAICS-22 Non-Cogen | PV | SUN | SUN | MISO | A |  | 0 | 0 | 0 | 0 | 0 | 0 | 0 | 0 | 0 | 0 | 0 | 0 | 0 | 0 | 0 | 0 | 0 | 0 | 0 | 0 | 0 | 0 | 0 | 0 | 0 | 0 | 0 | 0 | 0 | 0 | 0 | 0 | 0 | 0 | 0 | 0 | 523 | 1159 | 1406 | 1859 | 1934 | 2096 | 2021 | 2001 | 1411 | 1056 | 808 | 506 | 523 | 1159 | 1406 | 1859 | 1934 | 2096 | 2021 | 2001 | 1411 | 1056 | 808 | 506 | 59.607 | 132.191 | 160.386 | 212.042 | 220.567 | 239.07 | 230.528 | 228.268 | 160.969 | 120.463 | 92.19 | 57.719 | 0 | 0 | 16780 | 16780 | 1914 | 2020 | solar PV | TRUE
61716 | N | . | Kaus Community Solar | National Grid Renewables | 62759 | MN | WNC | MRO |  | 22 | 2 | NAICS-22 Non-Cogen | PV | SUN | SUN | MISO | A |  | 0 | 0 | 0 | 0 | 0 | 0 | 0 | 0 | 0 | 0 | 0 | 0 | 0 | 0 | 0 | 0 | 0 | 0 | 0 | 0 | 0 | 0 | 0 | 0 | 0 | 0 | 0 | 0 | 0 | 0 | 0 | 0 | 0 | 0 | 0 | 0 | 525 | 1163 | 1411 | 1866 | 1941 | 2104 | 2028 | 2009 | 1416 | 1060 | 811 | 508 | 525 | 1163 | 1411 | 1866 | 1941 | 2104 | 2028 | 2009 | 1416 | 1060 | 811 | 508 | 59.828 | 132.674 | 160.972 | 212.817 | 221.373 | 239.944 | 231.371 | 229.102 | 161.558 | 120.904 | 92.527 | 57.93 | 0 | 0 | 16842 | 16842 | 1921 | 2020 | solar PV | TRUE
61717 | N | . | IRE Solar I, LLC | Scotch Settlement | 61347 | NY | MAT | NPCC |  | 22 | 2 | NAICS-22 Non-Cogen | PV | SUN | SUN | NYIS | A |  | 0 | 0 | 0 | 0 | 0 | 0 | 0 | 0 | 0 | 0 | 0 | 0 | 0 | 0 | 0 | 0 | 0 | 0 | 0 | 0 | 0 | 0 | 0 | 0 | 0 | 0 | 0 | 0 | 0 | 0 | 0 | 0 | 0 | 0 | 0 | 0 | 780 | 871 | 1259 | 1262 | 1658 | 1667 | 1585 | 1346 | 1324 | 940 | 865 | 585 | 780 | 871 | 1259 | 1262 | 1658 | 1667 | 1585 | 1346 | 1324 | 940 | 865 | 585 | 88.957 | 99.318 | 143.606 | 143.998 | 189.098 | 190.097 | 180.799 | 153.511 | 150.967 | 107.18 | 98.703 | 66.766 | 0 | 0 | 14142 | 14142 | 1613 | 2020 | solar PV | TRUE
61718 | N | . | Aerolease | PCS Energy, LLC | 61348 | CA | PACC | WECC |  | 211 | 6 | Industrial NAICS Non-Cogen | PV | SUN | SUN | LDWP | A |  | 0 | 0 | 0 | 0 | 0 | 0 | 0 | 0 | 0 | 0 | 0 | 0 | 0 | 0 | 0 | 0 | 0 | 0 | 0 | 0 | 0 | 0 | 0 | 0 | 0 | 0 | 0 | 0 | 0 | 0 | 0 | 0 | 0 | 0 | 0 | 0 | 863 | 1170 | 1145 | 1442 | 1888 | 1880 | 2123 | 1759 | 1381 | 1277 | 1009 | 799 | 863 | 1170 | 1145 | 1442 | 1888 | 1880 | 2123 | 1759 | 1381 | 1277 | 1009 | 799 | 98.419 | 133.412 | 130.552 | 164.532 | 215.331 | 214.427 | 242.199 | 200.655 | 157.554 | 145.631 | 115.132 | 91.156 | 0 | 0 | 16736 | 16736 | 1909 | 2020 | solar PV | FALSE
61719 | N | . | CJ Solar I, LLC | Lisbon West | 61345 | NY | MAT | NPCC |  | 22 | 2 | NAICS-22 Non-Cogen | PV | SUN | SUN | NYIS | A |  | 0 | 0 | 0 | 0 | 0 | 0 | 0 | 0 | 0 | 0 | 0 | 0 | 0 | 0 | 0 | 0 | 0 | 0 | 0 | 0 | 0 | 0 | 0 | 0 | 0 | 0 | 0 | 0 | 0 | 0 | 0 | 0 | 0 | 0 | 0 | 0 | 1513 | 1690 | 2443 | 2450 | 3217 | 3234 | 3076 | 2612 | 2568 | 1823 | 1679 | 1136 | 1513 | 1690 | 2443 | 2450 | 3217 | 3234 | 3076 | 2612 | 2568 | 1823 | 1679 | 1136 | 172.622 | 192.726 | 278.664 | 279.426 | 366.941 | 368.88 | 350.837 | 297.885 | 292.95 | 207.981 | 191.531 | 129.557 | 0 | 0 | 27441 | 27441 | 3130 | 2020 | solar PV | TRUE
61720 | N | . | COU Solar I, LLC | Lisbon East | 61346 | NY | MAT | NPCC |  | 22 | 2 | NAICS-22 Non-Cogen | PV | SUN | SUN | NYIS | A |  | 0 | 0 | 0 | 0 | 0 | 0 | 0 | 0 | 0 | 0 | 0 | 0 | 0 | 0 | 0 | 0 | 0 | 0 | 0 | 0 | 0 | 0 | 0 | 0 | 0 | 0 | 0 | 0 | 0 | 0 | 0 | 0 | 0 | 0 | 0 | 0 | 1026 | 1146 | 1657 | 1662 | 2182 | 2194 | 2086 | 1771 | 1742 | 1237 | 1139 | 770 | 1026 | 1146 | 1657 | 1662 | 2182 | 2194 | 2086 | 1771 | 1742 | 1237 | 1139 | 770 | 117.084 | 130.721 | 189.011 | 189.528 | 248.887 | 250.202 | 237.964 | 202.048 | 198.701 | 141.068 | 129.911 | 87.875 | 0 | 0 | 18612 | 18612 | 2123 | 2020 | solar PV | TRUE
61721 | N | . | HEBT WLA 1 | Advanced Microgrid Solutions | 61344 | CA | PACC | WECC |  | 622 | 4 | Commercial NAICS Non-Cogen | BA | MWH | OTH | CISO | M | megawatthours | 85 | 62 | 120 | 76 | 141 | 106 | 137 | 92 | 99 | 153 | 99 | 397 | 85 | 62 | 120 | 76 | 141 | 106 | 137 | 92 | 99 | 153 | 99 | 397 | 0 | 0 | 0 | 0 | 0 | 0 | 0 | 0 | 0 | 0 | 0 | 0 | 0 | 0 | 0 | 0 | 0 | 0 | 0 | 0 | 0 | 0 | 0 | 0 | 0 | 0 | 0 | 0 | 0 | 0 | 0 | 0 | 0 | 0 | 0 | 0 | -11 | -8 | -15 | -10 | -16 | -13 | -14 | -14 | -11 | -15 | -11 | -45 | 1567 | 1567 | 0 | 0 | -183 | 2020 | other | FALSE
61722 | N | . | HEBT Irvine 1 | Advanced Microgrid Solutions | 61344 | CA | PACC | WECC |  | 22 | 2 | NAICS-22 Non-Cogen | BA | MWH | OTH | CISO | A | megawatthours | 2129 | 1645 | 2524 | 2239 | 2169 | 1926 | 2277 | 2269 | 2454 | 2620 | 2583 | 2413 | 2129 | 1645 | 2524 | 2239 | 2169 | 1926 | 2277 | 2269 | 2454 | 2620 | 2583 | 2413 | 0 | 0 | 0 | 0 | 0 | 0 | 0 | 0 | 0 | 0 | 0 | 0 | 0 | 0 | 0 | 0 | 0 | 0 | 0 | 0 | 0 | 0 | 0 | 0 | 0 | 0 | 0 | 0 | 0 | 0 | 0 | 0 | 0 | 0 | 0 | 0 | -212.93 | -164.524 | -252.457 | -223.867 | -216.89 | -192.623 | -227.736 | -226.965 | -245.368 | -262.043 | -258.302 | -241.295 | 27248 | 27248 | 0 | 0 | -2725 | 2020 | other | TRUE
61723 | N | . | HEBT Irvine 2 | Advanced Microgrid Solutions | 61344 | CA | PACC | WECC |  | 22 | 2 | NAICS-22 Non-Cogen | BA | MWH | OTH | CISO | A | megawatthours | 1305 | 1009 | 1548 | 1373 | 1330 | 1181 | 1397 | 1392 | 1505 | 1607 | 1584 | 1480 | 1305 | 1009 | 1548 | 1373 | 1330 | 1181 | 1397 | 1392 | 1505 | 1607 | 1584 | 1480 | 0 | 0 | 0 | 0 | 0 | 0 | 0 | 0 | 0 | 0 | 0 | 0 | 0 | 0 | 0 | 0 | 0 | 0 | 0 | 0 | 0 | 0 | 0 | 0 | 0 | 0 | 0 | 0 | 0 | 0 | 0 | 0 | 0 | 0 | 0 | 0 | -130.572 | -100.888 | -154.809 | -137.278 | -132.999 | -118.118 | -139.65 | -139.177 | -150.463 | -160.688 | -158.393 | -147.965 | 16711 | 16711 | 0 | 0 | -1671 | 2020 | other | TRUE
61724 | N | . | Onyx - Saratoga Springs Landfill Solar CSG | Onyx Asset Services Group | 60584 | NY | MAT | NPCC |  | 22 | 2 | NAICS-22 Non-Cogen | PV | SUN | SUN | NYIS | A |  | 0 | 0 | 0 | 0 | 0 | 0 | 0 | 0 | 0 | 0 | 0 | 0 | 0 | 0 | 0 | 0 | 0 | 0 | 0 | 0 | 0 | 0 | 0 | 0 | 0 | 0 | 0 | 0 | 0 | 0 | 0 | 0 | 0 | 0 | 0 | 0 | 1450 | 1619 | 2341 | 2347 | 3082 | 3099 | 2947 | 2502 | 2461 | 1747 | 1609 | 1088 | 1450 | 1619 | 2341 | 2347 | 3082 | 3099 | 2947 | 2502 | 2461 | 1747 | 1609 | 1088 | 165.398 | 184.66 | 267.001 | 267.731 | 351.583 | 353.441 | 336.153 | 285.418 | 280.689 | 199.276 | 183.515 | 124.135 | 0 | 0 | 26292 | 26292 | 2999 | 2020 | solar PV | TRUE
61725 | N | . | Madison County | AEP Onsite Partners, LLC | 60571 | NY | MAT | NPCC |  | 22 | 2 | NAICS-22 Non-Cogen | PV | SUN | SUN | NYIS | A |  | 0 | 0 | 0 | 0 | 0 | 0 | 0 | 0 | 0 | 0 | 0 | 0 | 0 | 0 | 0 | 0 | 0 | 0 | 0 | 0 | 0 | 0 | 0 | 0 | 0 | 0 | 0 | 0 | 0 | 0 | 0 | 0 | 0 | 0 | 0 | 0 | 1333 | 1488 | 2151 | 2157 | 2833 | 2848 | 2708 | 2300 | 2261 | 1606 | 1479 | 1000 | 1333 | 1488 | 2151 | 2157 | 2833 | 2848 | 2708 | 2300 | 2261 | 1606 | 1479 | 1000 | 151.995 | 169.697 | 245.367 | 246.038 | 323.095 | 324.803 | 308.916 | 262.291 | 257.946 | 183.13 | 168.645 | 114.077 | 0 | 0 | 24164 | 24164 | 2756 | 2020 | solar PV | TRUE
61726 | N | . | Onyx - Pembroke Landfill Solar | Onyx Asset Services Group | 60584 | MA | NEW | NPCC |  | 22 | 2 | NAICS-22 Non-Cogen | PV | SUN | SUN | ISNE | A |  | 0 | 0 | 0 | 0 | 0 | 0 | 0 | 0 | 0 | 0 | 0 | 0 | 0 | 0 | 0 | 0 | 0 | 0 | 0 | 0 | 0 | 0 | 0 | 0 | 0 | 0 | 0 | 0 | 0 | 0 | 0 | 0 | 0 | 0 | 0 | 0 | 1486 | 1947 | 2962 | 2840 | 4004 | 3783 | 3725 | 3522 | 3058 | 2223 | 1590 | 1210 | 1486 | 1947 | 2962 | 2840 | 4004 | 3783 | 3725 | 3522 | 3058 | 2223 | 1590 | 1210 | 169.529 | 222.057 | 337.878 | 323.958 | 456.72 | 431.507 | 424.941 | 401.698 | 348.777 | 253.573 | 181.348 | 138.014 | 0 | 0 | 32350 | 32350 | 3690 | 2020 | solar PV | TRUE
61727 | N | . | Onyx - Brockton Thatcher Landfill Solar CSG | Onyx Asset Services Group | 60584 | MA | NEW | NPCC |  | 22 | 2 | NAICS-22 Non-Cogen | PV | SUN | SUN | ISNE | A |  | 0 | 0 | 0 | 0 | 0 | 0 | 0 | 0 | 0 | 0 | 0 | 0 | 0 | 0 | 0 | 0 | 0 | 0 | 0 | 0 | 0 | 0 | 0 | 0 | 0 | 0 | 0 | 0 | 0 | 0 | 0 | 0 | 0 | 0 | 0 | 0 | 2165 | 2836 | 4315 | 4137 | 5832 | 5510 | 5427 | 5130 | 4454 | 3238 | 2316 | 1762 | 2165 | 2836 | 4315 | 4137 | 5832 | 5510 | 5427 | 5130 | 4454 | 3238 | 2316 | 1762 | 246.944 | 323.456 | 492.166 | 471.891 | 665.276 | 628.55 | 618.986 | 585.129 | 508.043 | 369.364 | 264.159 | 201.036 | 0 | 0 | 47122 | 47122 | 5375 | 2020 | solar PV | TRUE
61728 | N | . | Barrett Farm Solar - Phase I | Onyx Asset Services Group | 60584 | CT | NEW | NPCC |  | 22 | 2 | NAICS-22 Non-Cogen | PV | SUN | SUN | ISNE | A |  | 0 | 0 | 0 | 0 | 0 | 0 | 0 | 0 | 0 | 0 | 0 | 0 | 0 | 0 | 0 | 0 | 0 | 0 | 0 | 0 | 0 | 0 | 0 | 0 | 0 | 0 | 0 | 0 | 0 | 0 | 0 | 0 | 0 | 0 | 0 | 0 | 1335 | 1570 | 2239 | 2106 | 2954 | 2810 | 2788 | 2562 | 2342 | 1665 | 1397 | 972 | 1335 | 1570 | 2239 | 2106 | 2954 | 2810 | 2788 | 2562 | 2342 | 1665 | 1397 | 972 | 152.318 | 179.062 | 255.337 | 240.271 | 336.977 | 320.502 | 318.04 | 292.243 | 267.099 | 189.94 | 159.346 | 110.865 | 0 | 0 | 24740 | 24740 | 2822 | 2020 | solar PV | TRUE
61729 | N | . | Richmond Solar Site 2 | Indiana Municipal Power Agency | 9234 | IN | ENC | RFC |  | 22 | 1 | Electric Utility | PV | SUN | SUN | PJM | A |  | 0 | 0 | 0 | 0 | 0 | 0 | 0 | 0 | 0 | 0 | 0 | 0 | 0 | 0 | 0 | 0 | 0 | 0 | 0 | 0 | 0 | 0 | 0 | 0 | 0 | 0 | 0 | 0 | 0 | 0 | 0 | 0 | 0 | 0 | 0 | 0 | 4001 | 5942 | 8738 | 10725 | 12644 | 15545 | 14934 | 14039 | 10987 | 8680 | 5900 | 4290 | 4001 | 5942 | 8738 | 10725 | 12644 | 15545 | 14934 | 14039 | 10987 | 8680 | 5900 | 4290 | 456.384 | 677.75 | 996.737 | 1223.379 | 1442.172 | 1773.098 | 1703.444 | 1601.402 | 1253.26 | 990.075 | 672.934 | 489.365 | 0 | 0 | 116425 | 116425 | 13280 | 2020 | solar PV | TRUE
61730 | N | . | MA Solar Storage 1 Hybrid | Origis Energy USA, Inc | 58764 | MA | NEW | NPCC |  | 22 | 2 | NAICS-22 Non-Cogen | BA | MWH | OTH | ISNE | A | megawatthours | 31 | 26 | 29 | 29 | 29 | 22 | 28 | 30 | 29 | 30 | 29 | 30 | 31 | 26 | 29 | 29 | 29 | 22 | 28 | 30 | 29 | 30 | 29 | 30 | 0 | 0 | 0 | 0 | 0 | 0 | 0 | 0 | 0 | 0 | 0 | 0 | 0 | 0 | 0 | 0 | 0 | 0 | 0 | 0 | 0 | 0 | 0 | 0 | 0 | 0 | 0 | 0 | 0 | 0 | 0 | 0 | 0 | 0 | 0 | 0 | -2.89 | -2.457 | -2.726 | -2.669 | -2.751 | -2.021 | -2.641 | -2.769 | -2.735 | -2.818 | -2.753 | -2.77 | 342 | 342 | 0 | 0 | -32 | 2020 | other | TRUE
61730 | N | . | MA Solar Storage 1 Hybrid | Origis Energy USA, Inc | 58764 | MA | NEW | NPCC |  | 22 | 2 | NAICS-22 Non-Cogen | PV | SUN | SUN | ISNE | A |  | 0 | 0 | 0 | 0 | 0 | 0 | 0 | 0 | 0 | 0 | 0 | 0 | 0 | 0 | 0 | 0 | 0 | 0 | 0 | 0 | 0 | 0 | 0 | 0 | 0 | 0 | 0 | 0 | 0 | 0 | 0 | 0 | 0 | 0 | 0 | 0 | 565 | 740 | 1126 | 1080 | 1522 | 1438 | 1416 | 1339 | 1163 | 845 | 605 | 460 | 565 | 740 | 1126 | 1080 | 1522 | 1438 | 1416 | 1339 | 1163 | 845 | 605 | 460 | 64.458 | 84.43 | 128.467 | 123.174 | 173.652 | 164.066 | 161.57 | 152.732 | 132.611 | 96.413 | 68.952 | 52.475 | 0 | 0 | 12299 | 12299 | 1403 | 2020 | solar PV | TRUE
61731 | N | . | Solten Plainville 6000, LLC | Solten Plainville 6000, LLC | 61354 | MA | NEW | NPCC |  | 22 | 2 | NAICS-22 Non-Cogen | PV | SUN | SUN | ISNE | A |  | 0 | 0 | 0 | 0 | 0 | 0 | 0 | 0 | 0 | 0 | 0 | 0 | 0 | 0 | 0 | 0 | 0 | 0 | 0 | 0 | 0 | 0 | 0 | 0 | 0 | 0 | 0 | 0 | 0 | 0 | 0 | 0 | 0 | 0 | 0 | 0 | 1930 | 2528 | 3846 | 3688 | 5199 | 4912 | 4837 | 4572 | 3970 | 2886 | 2064 | 1571 | 1930 | 2528 | 3846 | 3688 | 5199 | 4912 | 4837 | 4572 | 3970 | 2886 | 2064 | 1571 | 220.114 | 288.312 | 438.692 | 420.619 | 592.993 | 560.257 | 551.732 | 521.554 | 452.843 | 329.232 | 235.458 | 179.194 | 0 | 0 | 42003 | 42003 | 4791 | 2020 | solar PV | TRUE
61732 | N | . | Randolph | Solten Randolph 4500, LLC | 61356 | MA | NEW | NPCC |  | 22 | 2 | NAICS-22 Non-Cogen | PV | SUN | SUN | ISNE | A |  | 0 | 0 | 0 | 0 | 0 | 0 | 0 | 0 | 0 | 0 | 0 | 0 | 0 | 0 | 0 | 0 | 0 | 0 | 0 | 0 | 0 | 0 | 0 | 0 | 0 | 0 | 0 | 0 | 0 | 0 | 0 | 0 | 0 | 0 | 0 | 0 | 2592 | 3396 | 5167 | 4954 | 6984 | 6598 | 6498 | 6142 | 5333 | 3877 | 2773 | 2110 | 2592 | 3396 | 5167 | 4954 | 6984 | 6598 | 6498 | 6142 | 5333 | 3877 | 2773 | 2110 | 295.688 | 387.305 | 589.318 | 565.04 | 796.598 | 752.623 | 741.171 | 700.631 | 608.328 | 442.275 | 316.303 | 240.72 | 0 | 0 | 56424 | 56424 | 6436 | 2020 | solar PV | TRUE
61733 | N | . | Haywood Solar | Haywood Solar | 61357 | TN | ESC | SERC |  | 114 | 6 | Industrial NAICS Non-Cogen | PV | SUN | SUN | TVA | M |  | 0 | 0 | 0 | 0 | 0 | 0 | 0 | 0 | 0 | 0 | 0 | 0 | 0 | 0 | 0 | 0 | 0 | 0 | 0 | 0 | 0 | 0 | 0 | 0 | 0 | 0 | 0 | 0 | 0 | 0 | 0 | 0 | 0 | 0 | 0 | 0 | 1999 | 2779 | 3130 | 5690 | 5848 | 6531 | 5883 | 4033 | 3945 | 3419 | 3235 | 2446 | 1999 | 2779 | 3130 | 5690 | 5848 | 6531 | 5883 | 4033 | 3945 | 3419 | 3235 | 2446 | 228 | 317 | 357 | 649 | 667 | 745 | 671 | 460 | 450 | 390 | 369 | 279 | 0 | 0 | 48938 | 48938 | 5582 | 2020 | solar PV | FALSE
61734 | N | . | Seneca Nation Cattaraugus Wind Turbine | Seneca Nation | 61363 | NY | MAT | NPCC |  | 441 | 4 | Commercial NAICS Non-Cogen | WT | WND | WND | NYIS | A |  | 0 | 0 | 0 | 0 | 0 | 0 | 0 | 0 | 0 | 0 | 0 | 0 | 0 | 0 | 0 | 0 | 0 | 0 | 0 | 0 | 0 | 0 | 0 | 0 | 0 | 0 | 0 | 0 | 0 | 0 | 0 | 0 | 0 | 0 | 0 | 0 | 2227 | 2257 | 2721 | 2599 | 1835 | 1400 | 1575 | 1430 | 2028 | 2169 | 3245 | 2615 | 2227 | 2257 | 2721 | 2599 | 1835 | 1400 | 1575 | 1430 | 2028 | 2169 | 3245 | 2615 | 254.007 | 257.463 | 310.355 | 296.505 | 209.285 | 159.643 | 179.603 | 163.065 | 231.373 | 247.37 | 370.09 | 298.241 | 0 | 0 | 26101 | 26101 | 2977 | 2020 | onshore wind | FALSE
61735 | N | . | Hilltopper Wind Project | Hilltopper Wind Project, LLC | 61365 | IL | ENC | SERC |  | 22 | 2 | NAICS-22 Non-Cogen | WT | WND | WND | PJM | M |  | 0 | 0 | 0 | 0 | 0 | 0 | 0 | 0 | 0 | 0 | 0 | 0 | 0 | 0 | 0 | 0 | 0 | 0 | 0 | 0 | 0 | 0 | 0 | 0 | 0 | 0 | 0 | 0 | 0 | 0 | 0 | 0 | 0 | 0 | 0 | 0 | 465887 | 496914 | 534708 | 535672 | 410681 | 321626 | 169869 | 117916 | 222419 | 431249 | 601434 | 442567 | 465887 | 496914 | 534708 | 535672 | 410681 | 321626 | 169869 | 117916 | 222419 | 431249 | 601434 | 442567 | 53141 | 56680 | 60991 | 61101 | 46844 | 36686 | 19376 | 13450 | 25370 | 49190 | 68602 | 50481 | 0 | 0 | 4750942 | 4750942 | 541912 | 2020 | onshore wind | TRUE
61736 | N | . | Woods Hill Solar | Woods Hill Solar, LLC | 61366 | CT | NEW | NPCC |  | 22 | 2 | NAICS-22 Non-Cogen | PV | SUN | SUN | ISNE | M |  | 0 | 0 | 0 | 0 | 0 | 0 | 0 | 0 | 0 | 0 | 0 | 0 | 0 | 0 | 0 | 0 | 0 | 0 | 0 | 0 | 0 | 0 | 0 | 0 | 0 | 0 | 0 | 0 | 0 | 0 | 0 | 0 | 0 | 0 | 0 | 0 | 15263 | 17832 | 26091 | 22847 | 33700 | 31368 | 31430 | 27353 | 26608 | 19875 | 14509 | 10354 | 15263 | 17832 | 26091 | 22847 | 33700 | 31368 | 31430 | 27353 | 26608 | 19875 | 14509 | 10354 | 1741 | 2034 | 2976 | 2606 | 3844 | 3578 | 3585 | 3120 | 3035 | 2267 | 1655 | 1181 | 0 | 0 | 277230 | 277230 | 31622 | 2020 | solar PV | TRUE
61737 | N | . | Navy Yard Peaker Station | Philadelphia Authority for Industrial Development | 61353 | PA | MAT | RFC |  | 22 | 2 | NAICS-22 Non-Cogen | IC | NG | NG | PJM | A | mcf | 1387 | 1268 | 1254 | 984 | 1033 | 1377 | 1743 | 1722 | 1542 | 1332 | 1012 | 1431 | 1387 | 1268 | 1254 | 984 | 1033 | 1377 | 1743 | 1722 | 1542 | 1332 | 1012 | 1431 | 1.005 | 1.005 | 1.005 | 1.005 | 1.005 | 1.005 | 1.005 | 1.005 | 1.005 | 1.005 | 1.005 | 1.005 | 1394 | 1274 | 1260 | 989 | 1038 | 1384 | 1752 | 1731 | 1550 | 1339 | 1017 | 1438 | 1394 | 1274 | 1260 | 989 | 1038 | 1384 | 1752 | 1731 | 1550 | 1339 | 1017 | 1438 | 141.596 | 129.442 | 128.016 | 100.489 | 105.421 | 140.543 | 177.973 | 175.776 | 157.37 | 136.009 | 103.276 | 146.089 | 16085 | 16085 | 16166 | 16166 | 1642 | 2020 | natural gas peaker | TRUE
61738 | N | . | GWCC PV Solar Farm | GWCC PV Solar Farm | 61362 | MD | SAT | RFC |  | 22 | 2 | NAICS-22 Non-Cogen | PV | SUN | SUN | PJM | A |  | 0 | 0 | 0 | 0 | 0 | 0 | 0 | 0 | 0 | 0 | 0 | 0 | 0 | 0 | 0 | 0 | 0 | 0 | 0 | 0 | 0 | 0 | 0 | 0 | 0 | 0 | 0 | 0 | 0 | 0 | 0 | 0 | 0 | 0 | 0 | 0 | 1361 | 1546 | 1963 | 2203 | 2518 | 2713 | 2695 | 2247 | 1994 | 1711 | 1545 | 1139 | 1361 | 1546 | 1963 | 2203 | 2518 | 2713 | 2695 | 2247 | 1994 | 1711 | 1545 | 1139 | 155.203 | 176.294 | 223.961 | 251.23 | 287.188 | 309.454 | 307.458 | 256.326 | 227.449 | 195.201 | 176.282 | 129.954 | 0 | 0 | 23635 | 23635 | 2696 | 2020 | solar PV | TRUE
61739 | N | . | Lockheed Martin RMS Syracuse | Lockheed Martin RMS Syracuse | 61364 | NY | MAT | NPCC |  | 339 | 6 | Industrial NAICS Non-Cogen | BA | MWH | OTH | NYIS | A | megawatthours | 0 | 0 | 0 | 0 | 0 | 0 | 0 | 0 | 0 | 0 | 0 | 0 | 0 | 0 | 0 | 0 | 0 | 0 | 0 | 0 | 0 | 0 | 0 | 0 | 0 | 0 | 0 | 0 | 0 | 0 | 0 | 0 | 0 | 0 | 0 | 0 | 0 | 0 | 0 | 0 | 0 | 0 | 0 | 0 | 0 | 0 | 0 | 0 | 0 | 0 | 0 | 0 | 0 | 0 | 0 | 0 | 0 | 0 | 0 | 0 | 0 | 0 | 0 | 0 | 0 | 0 | 0 | 0 | 0 | 0 | 0 | 0 | 0 | 0 | 0 | 0 | 0 | 2020 | other | FALSE
61740 | N | . | Gratis Road Solar Facility | Walton Solar | 61361 | GA | SAT | SERC |  | 22 | 2 | NAICS-22 Non-Cogen | PV | SUN | SUN | SOCO | A |  | 0 | 0 | 0 | 0 | 0 | 0 | 0 | 0 | 0 | 0 | 0 | 0 | 0 | 0 | 0 | 0 | 0 | 0 | 0 | 0 | 0 | 0 | 0 | 0 | 0 | 0 | 0 | 0 | 0 | 0 | 0 | 0 | 0 | 0 | 0 | 0 | 2606 | 2685 | 3692 | 4512 | 5219 | 4424 | 4791 | 4361 | 3439 | 3509 | 2918 | 2808 | 2606 | 2685 | 3692 | 4512 | 5219 | 4424 | 4791 | 4361 | 3439 | 3509 | 2918 | 2808 | 297.296 | 306.305 | 421.135 | 514.63 | 595.346 | 504.636 | 546.478 | 497.473 | 392.219 | 400.288 | 332.875 | 320.319 | 0 | 0 | 44964 | 44964 | 5129 | 2020 | solar PV | TRUE
61741 | N | . | Kingsberry Energy Storage System | Austin Energy | 1015 | TX | WSC | TRE |  | 22 | 1 | Electric Utility | BA | MWH | OTH | ERCO | A | megawatthours | 27 | 29 | 24 | 22 | 18 | 21 | 27 | 31 | 27 | 35 | 29 | 27 | 27 | 29 | 24 | 22 | 18 | 21 | 27 | 31 | 27 | 35 | 29 | 27 | 0 | 0 | 0 | 0 | 0 | 0 | 0 | 0 | 0 | 0 | 0 | 0 | 0 | 0 | 0 | 0 | 0 | 0 | 0 | 0 | 0 | 0 | 0 | 0 | 0 | 0 | 0 | 0 | 0 | 0 | 0 | 0 | 0 | 0 | 0 | 0 | -15.658 | -16.47 | -13.778 | -12.671 | -10.584 | -12.099 | -15.284 | -17.552 | -15.693 | -20.15 | -16.484 | -15.577 | 317 | 317 | 0 | 0 | -182 | 2020 | other | TRUE
61742 | N | . | System Control Center | Austin Energy | 1015 | TX | WSC | TRE |  | 22 | 1 | Electric Utility | FW | MWH | OTH | ERCO | A | megawatthours | 0 | 0 | 0 | 0 | 0 | 0 | 0 | 0 | 0 | 0 | 0 | 0 | 0 | 0 | 0 | 0 | 0 | 0 | 0 | 0 | 0 | 0 | 0 | 0 | 0 | 0 | 0 | 0 | 0 | 0 | 0 | 0 | 0 | 0 | 0 | 0 | 0 | 0 | 0 | 0 | 0 | 0 | 0 | 0 | 0 | 0 | 0 | 0 | 0 | 0 | 0 | 0 | 0 | 0 | 0 | 0 | 0 | 0 | 0 | 0 | 0 | 0 | 0 | 0 | 0 | 0 | 0 | 0 | 0 | 0 | 0 | 0 | 0 | 0 | 0 | 0 | 0 | 2020 | other | TRUE
61744 | N | . | L'Oreal Solar - Florence | L'Oreal USA Products Inc | 57210 | KY | ESC | SERC |  | 22 | 2 | NAICS-22 Non-Cogen | PV | SUN | SUN | PJM | A |  | 0 | 0 | 0 | 0 | 0 | 0 | 0 | 0 | 0 | 0 | 0 | 0 | 0 | 0 | 0 | 0 | 0 | 0 | 0 | 0 | 0 | 0 | 0 | 0 | 0 | 0 | 0 | 0 | 0 | 0 | 0 | 0 | 0 | 0 | 0 | 0 | 643 | 735 | 940 | 1322 | 1481 | 1389 | 1304 | 1291 | 1032 | 1001 | 849 | 742 | 643 | 735 | 940 | 1322 | 1481 | 1389 | 1304 | 1291 | 1032 | 1001 | 849 | 742 | 73.324 | 83.854 | 107.246 | 150.771 | 168.932 | 158.475 | 148.764 | 147.297 | 117.681 | 114.221 | 96.831 | 84.604 | 0 | 0 | 12729 | 12729 | 1452 | 2020 | solar PV | TRUE
61745 | N | . | Aurora County Wind | Consolidated Edison Development Inc. | 56769 | SD | WNC | MRO |  | 22 | 2 | NAICS-22 Non-Cogen | WT | WND | WND | SWPP | A |  | 0 | 0 | 0 | 0 | 0 | 0 | 0 | 0 | 0 | 0 | 0 | 0 | 0 | 0 | 0 | 0 | 0 | 0 | 0 | 0 | 0 | 0 | 0 | 0 | 0 | 0 | 0 | 0 | 0 | 0 | 0 | 0 | 0 | 0 | 0 | 0 | 51037 | 65585 | 68300 | 58905 | 56779 | 58162 | 43798 | 53770 | 59405 | 62331 | 68197 | 66295 | 51037 | 65585 | 68300 | 58905 | 56779 | 58162 | 43798 | 53770 | 59405 | 62331 | 68197 | 66295 | 5821.519 | 7480.922 | 7790.584 | 6718.905 | 6476.416 | 6634.231 | 4995.778 | 6133.274 | 6775.925 | 7109.698 | 7778.814 | 7561.934 | 0 | 0 | 712564 | 712564 | 81278 | 2020 | onshore wind | TRUE
61746 | N | . | Brule County Wind | Consolidated Edison Development Inc. | 56769 | SD | WNC | MRO |  | 22 | 2 | NAICS-22 Non-Cogen | WT | WND | WND | SWPP | A |  | 0 | 0 | 0 | 0 | 0 | 0 | 0 | 0 | 0 | 0 | 0 | 0 | 0 | 0 | 0 | 0 | 0 | 0 | 0 | 0 | 0 | 0 | 0 | 0 | 0 | 0 | 0 | 0 | 0 | 0 | 0 | 0 | 0 | 0 | 0 | 0 | 48672 | 62546 | 65135 | 56175 | 54148 | 55467 | 41769 | 51279 | 56652 | 59443 | 65037 | 63224 | 48672 | 62546 | 65135 | 56175 | 54148 | 55467 | 41769 | 51279 | 56652 | 59443 | 65037 | 63224 | 5551.78 | 7134.295 | 7429.609 | 6407.586 | 6176.333 | 6326.835 | 4764.299 | 5849.09 | 6461.964 | 6780.272 | 7418.384 | 7211.553 | 0 | 0 | 679547 | 679547 | 77512 | 2020 | onshore wind | TRUE
61747 | N | . | Foxtail Wind, LLC | Foxtail Wind, LLC | 61374 | ND | WNC | MRO |  | 22 | 1 | Electric Utility | WT | WND | WND | MISO | M |  | 0 | 0 | 0 | 0 | 0 | 0 | 0 | 0 | 0 | 0 | 0 | 0 | 0 | 0 | 0 | 0 | 0 | 0 | 0 | 0 | 0 | 0 | 0 | 0 | 0 | 0 | 0 | 0 | 0 | 0 | 0 | 0 | 0 | 0 | 0 | 0 | 195110 | 463871 | 493302 | 479178 | 455998 | 459137 | 381645 | 337573 | 497001 | 499211 | 618784 | 506312 | 195110 | 463871 | 493302 | 479178 | 455998 | 459137 | 381645 | 337573 | 497001 | 499211 | 618784 | 506312 | 22255 | 52911 | 56268 | 54657 | 52013 | 52371 | 43532 | 38505 | 56690 | 56942 | 70581 | 57752 | 0 | 0 | 5387122 | 5387122 | 614477 | 2020 | onshore wind | TRUE
61748 | N | . | Southern Current One, LLC | Southern Current One, LLC | 61375 | SC | SAT | SERC |  | 22 | 2 | NAICS-22 Non-Cogen | PV | SUN | SUN | SCEG | A |  | 0 | 0 | 0 | 0 | 0 | 0 | 0 | 0 | 0 | 0 | 0 | 0 | 0 | 0 | 0 | 0 | 0 | 0 | 0 | 0 | 0 | 0 | 0 | 0 | 0 | 0 | 0 | 0 | 0 | 0 | 0 | 0 | 0 | 0 | 0 | 0 | 8254 | 8701 | 11115 | 14176 | 15691 | 13750 | 15620 | 13107 | 11096 | 10981 | 8700 | 8223 | 8254 | 8701 | 11115 | 14176 | 15691 | 13750 | 15620 | 13107 | 11096 | 10981 | 8700 | 8223 | 941.43 | 992.44 | 1267.851 | 1617.015 | 1789.723 | 1568.387 | 1781.738 | 1494.985 | 1265.645 | 1252.507 | 992.304 | 937.975 | 0 | 0 | 139414 | 139414 | 15902 | 2020 | solar PV | TRUE
61750 | N | . | Wistaria Ranch Solar | Consolidated Edison Development Inc. | 56769 | CA | PACC | WECC |  | 22 | 2 | NAICS-22 Non-Cogen | PV | SUN | SUN | CISO | M |  | 0 | 0 | 0 | 0 | 0 | 0 | 0 | 0 | 0 | 0 | 0 | 0 | 0 | 0 | 0 | 0 | 0 | 0 | 0 | 0 | 0 | 0 | 0 | 0 | 0 | 0 | 0 | 0 | 0 | 0 | 0 | 0 | 0 | 0 | 0 | 0 | 160129 | 178365 | 210057 | 206138 | 251972 | 233956 | 296456 | 235832 | 178759 | 151520 | 141254 | 120722 | 160129 | 178365 | 210057 | 206138 | 251972 | 233956 | 296456 | 235832 | 178759 | 151520 | 141254 | 120722 | 18265 | 20345 | 23960 | 23513 | 28741 | 26686 | 33815 | 26900 | 20390 | 17283 | 16112 | 13770 | 0 | 0 | 2365160 | 2365160 | 269780 | 2020 | solar PV | TRUE
61751 | N | . | Rotor Clip | MERIT SI | 61373 | NJ | MAT | RFC |  | 22 | 2 | NAICS-22 Non-Cogen | PV | SUN | SUN | PJM | A |  | 0 | 0 | 0 | 0 | 0 | 0 | 0 | 0 | 0 | 0 | 0 | 0 | 0 | 0 | 0 | 0 | 0 | 0 | 0 | 0 | 0 | 0 | 0 | 0 | 0 | 0 | 0 | 0 | 0 | 0 | 0 | 0 | 0 | 0 | 0 | 0 | 2392 | 2688 | 3849 | 4003 | 5239 | 5499 | 5179 | 4475 | 4112 | 2969 | 2725 | 1887 | 2392 | 2688 | 3849 | 4003 | 5239 | 5499 | 5179 | 4475 | 4112 | 2969 | 2725 | 1887 | 272.87 | 306.571 | 439.08 | 456.595 | 597.559 | 627.274 | 590.795 | 510.468 | 469.036 | 338.702 | 310.798 | 215.252 | 0 | 0 | 45017 | 45017 | 5135 | 2020 | solar PV | TRUE
61752 | N | . | Quincy II Solar Garden | AEP Onsite Partners, LLC | 60571 | CO | MTN | WECC |  | 22 | 2 | NAICS-22 Non-Cogen | PV | SUN | SUN | PSCO | A |  | 0 | 0 | 0 | 0 | 0 | 0 | 0 | 0 | 0 | 0 | 0 | 0 | 0 | 0 | 0 | 0 | 0 | 0 | 0 | 0 | 0 | 0 | 0 | 0 | 0 | 0 | 0 | 0 | 0 | 0 | 0 | 0 | 0 | 0 | 0 | 0 | 1633 | 1720 | 2636 | 2946 | 3420 | 3316 | 3437 | 2801 | 2730 | 2057 | 1772 | 1339 | 1633 | 1720 | 2636 | 2946 | 3420 | 3316 | 3437 | 2801 | 2730 | 2057 | 1772 | 1339 | 186.295 | 196.242 | 300.631 | 335.986 | 390.149 | 378.244 | 392.018 | 319.503 | 311.38 | 234.617 | 202.175 | 152.76 | 0 | 0 | 29807 | 29807 | 3400 | 2020 | solar PV | TRUE
61753 | N | . | Imboden Solar Garden | AEP Onsite Partners, LLC | 60571 | CO | MTN | WECC |  | 22 | 2 | NAICS-22 Non-Cogen | PV | SUN | SUN | PSCO | A |  | 0 | 0 | 0 | 0 | 0 | 0 | 0 | 0 | 0 | 0 | 0 | 0 | 0 | 0 | 0 | 0 | 0 | 0 | 0 | 0 | 0 | 0 | 0 | 0 | 0 | 0 | 0 | 0 | 0 | 0 | 0 | 0 | 0 | 0 | 0 | 0 | 1721 | 1813 | 2777 | 3103 | 3604 | 3494 | 3621 | 2951 | 2876 | 2167 | 1867 | 1411 | 1721 | 1813 | 2777 | 3103 | 3604 | 3494 | 3621 | 2951 | 2876 | 2167 | 1867 | 1411 | 196.265 | 206.747 | 316.724 | 353.971 | 411.034 | 398.492 | 413.003 | 336.606 | 328.048 | 247.176 | 212.997 | 160.937 | 0 | 0 | 31405 | 31405 | 3582 | 2020 | solar PV | TRUE
61754 | Y | . | SunSelect1 | SunSelect Produce (California) Inc | 63182 | CA | PACC | WECC |  | 311 | 7 | Industrial NAICS Cogen | IC | NG | NG | CISO | A | mcf | 1593 | 1408 | 1563 | 1105 | 1039 | 1462 | 2045 | 2543 | 2214 | 2300 | 1837 | 2036 | 1593 | 1408 | 1563 | 1105 | 1039 | 1462 | 2045 | 2543 | 2214 | 2300 | 1837 | 2036 | 1.033 | 1.033 | 1.033 | 1.033 | 1.033 | 1.033 | 1.033 | 1.033 | 1.033 | 1.033 | 1.033 | 1.033 | 1646 | 1454 | 1615 | 1141 | 1073 | 1510 | 2112 | 2627 | 2287 | 2376 | 1898 | 2103 | 1646 | 1454 | 1615 | 1141 | 1073 | 1510 | 2112 | 2627 | 2287 | 2376 | 1898 | 2103 | 182.51 | 161.175 | 178.915 | 126.529 | 118.971 | 167.358 | 234.116 | 291.14 | 253.537 | 263.305 | 210.319 | 233.125 | 21145 | 21145 | 21842 | 21842 | 2421 | 2020 | natural gas peaker | FALSE
61755 | N | . | East Acres Solar NG, LLC | NuGen Capital Management | 59254 | MA | NEW | NPCC |  | 22 | 2 | NAICS-22 Non-Cogen | PV | SUN | SUN | ISNE | A |  | 0 | 0 | 0 | 0 | 0 | 0 | 0 | 0 | 0 | 0 | 0 | 0 | 0 | 0 | 0 | 0 | 0 | 0 | 0 | 0 | 0 | 0 | 0 | 0 | 0 | 0 | 0 | 0 | 0 | 0 | 0 | 0 | 0 | 0 | 0 | 0 | 2107 | 2760 | 4199 | 4026 | 5676 | 5363 | 5281 | 4992 | 4335 | 3151 | 2254 | 1715 | 2107 | 2760 | 4199 | 4026 | 5676 | 5363 | 5281 | 4992 | 4335 | 3151 | 2254 | 1715 | 240.327 | 314.791 | 478.981 | 459.248 | 647.453 | 611.711 | 602.403 | 569.453 | 494.432 | 359.468 | 257.082 | 195.651 | 0 | 0 | 45859 | 45859 | 5231 | 2020 | solar PV | TRUE
61756 | N | . | Meadow Lake Wind Farm VI LLC | Meadow Lake Wind Farm VI LLC | 61381 | IN | ENC | RFC |  | 22 | 2 | NAICS-22 Non-Cogen | WT | WND | WND | MISO | M |  | 0 | 0 | 0 | 0 | 0 | 0 | 0 | 0 | 0 | 0 | 0 | 0 | 0 | 0 | 0 | 0 | 0 | 0 | 0 | 0 | 0 | 0 | 0 | 0 | 0 | 0 | 0 | 0 | 0 | 0 | 0 | 0 | 0 | 0 | 0 | 0 | 540643 | 536540 | 587564 | 564332 | 473015 | 250570 | 180837 | 139097 | 302391 | 537628 | 745011 | 575448 | 540643 | 536540 | 587564 | 564332 | 473015 | 250570 | 180837 | 139097 | 302391 | 537628 | 745011 | 575448 | 61668 | 61200 | 67020 | 64370 | 53954 | 28581 | 20627 | 15866 | 34492 | 61324 | 84979 | 65638 | 0 | 0 | 5433076 | 5433076 | 619719 | 2020 | onshore wind | TRUE
61758 | N | . | Gaston County Renewable Energy Center | Gaston County Solid Waste and Recycling Division | 61382 | NC | SAT | SERC |  | 22 | 2 | NAICS-22 Non-Cogen | IC | LFG | MLG | DUK | A | mcf | 41062 | 39268 | 43704 | 40524 | 39872 | 35192 | 38174 | 38551 | 35629 | 35967 | 37236 | 42958 | 41062 | 39268 | 43704 | 40524 | 39872 | 35192 | 38174 | 38551 | 35629 | 35967 | 37236 | 42958 | 0.6 | 0.6 | 0.6 | 0.6 | 0.6 | 0.6 | 0.6 | 0.6 | 0.6 | 0.6 | 0.6 | 0.6 | 24637 | 23561 | 26222 | 24314 | 23923 | 21115 | 22904 | 23131 | 21377 | 21580 | 22342 | 25775 | 24637 | 23561 | 26222 | 24314 | 23923 | 21115 | 22904 | 23131 | 21377 | 21580 | 22342 | 25775 | 2241.168 | 2143.289 | 2385.444 | 2211.85 | 2176.279 | 1920.826 | 2083.602 | 2104.142 | 1944.664 | 1963.142 | 2032.405 | 2344.729 | 468137 | 468137 | 280881 | 280881 | 25551.54 | 2020 | biomass | TRUE
61759 | N | . | Covington Solar Farm | Oklahoma Gas & Electric Co | 14063 | OK | WSC | MRO |  | 22 | 1 | Electric Utility | PV | SUN | SUN | SWPP | A |  | 0 | 0 | 0 | 0 | 0 | 0 | 0 | 0 | 0 | 0 | 0 | 0 | 0 | 0 | 0 | 0 | 0 | 0 | 0 | 0 | 0 | 0 | 0 | 0 | 0 | 0 | 0 | 0 | 0 | 0 | 0 | 0 | 0 | 0 | 0 | 0 | 10207 | 13066 | 14193 | 15602 | 19615 | 21462 | 20763 | 23575 | 15686 | 12568 | 6851 | 8021 | 10207 | 13066 | 14193 | 15602 | 19615 | 21462 | 20763 | 23575 | 15686 | 12568 | 6851 | 8021 | 1164.254 | 1490.34 | 1618.963 | 1779.591 | 2237.321 | 2448.07 | 2368.36 | 2689.013 | 1789.253 | 1433.577 | 781.402 | 914.856 | 0 | 0 | 181609 | 181609 | 20715 | 2020 | solar PV | TRUE
61761 | Y | . | Douglas County Forest Products | Douglas County Forest Products | 61393 | OR | PACC | WECC |  | 321 | 7 | Industrial NAICS Cogen | ST | WDS | WWW | PACW | A | short tons | 10009 | 9601 | 9991 | 9244 | 8780 | 7815 | 9896 | 10749 | 7558 | 9964 | 10721 | 11254 | 2176 | 2087 | 2172 | 2009 | 1909 | 1699 | 2151 | 2337 | 1643 | 2166 | 2331 | 2446 | 9 | 9 | 9 | 9 | 9 | 9 | 9 | 9 | 9 | 9 | 9 | 9 | 90081 | 86409 | 89919 | 83196 | 79020 | 70335 | 89064 | 96741 | 68022 | 89676 | 96489 | 101286 | 19583 | 18783 | 19547 | 18084 | 17178 | 15288 | 19360 | 21030 | 14786 | 19493 | 20975 | 22017 | 1721.836 | 1651.492 | 1718.692 | 1590.051 | 1510.378 | 1344.236 | 1702.227 | 1849.087 | 1300.022 | 1713.925 | 1844.19 | 1935.864 | 115582 | 25126 | 1040238 | 226124 | 19882 | 2020 | biomass | FALSE
61762 | N | . | Sherburne North Project CSG | MN Solar Community, LLC | 61383 | MN | WNC | MRO |  | 22 | 2 | NAICS-22 Non-Cogen | PV | SUN | SUN | MISO | A |  | 0 | 0 | 0 | 0 | 0 | 0 | 0 | 0 | 0 | 0 | 0 | 0 | 0 | 0 | 0 | 0 | 0 | 0 | 0 | 0 | 0 | 0 | 0 | 0 | 0 | 0 | 0 | 0 | 0 | 0 | 0 | 0 | 0 | 0 | 0 | 0 | 2166 | 4803 | 5827 | 7704 | 8014 | 8686 | 8376 | 8293 | 5848 | 4377 | 3349 | 2097 | 2166 | 4803 | 5827 | 7704 | 8014 | 8686 | 8376 | 8293 | 5848 | 4377 | 3349 | 2097 | 247.032 | 547.826 | 664.671 | 878.743 | 914.073 | 990.753 | 955.353 | 945.986 | 667.088 | 499.223 | 382.053 | 239.199 | 0 | 0 | 69540 | 69540 | 7932 | 2020 | solar PV | TRUE
61763 | N | . | Sunshine Gateway Solar Energy Center | Florida Power & Light Co | 6452 | FL | SAT | SERC |  | 22 | 1 | Electric Utility | PV | SUN | SUN | FPL | M |  | 0 | 0 | 0 | 0 | 0 | 0 | 0 | 0 | 0 | 0 | 0 | 0 | 0 | 0 | 0 | 0 | 0 | 0 | 0 | 0 | 0 | 0 | 0 | 0 | 0 | 0 | 0 | 0 | 0 | 0 | 0 | 0 | 0 | 0 | 0 | 0 | 96533 | 95087 | 124763 | 123124 | 138159 | 123054 | 126701 | 115645 | 94421 | 107817 | 92036 | 98103 | 96533 | 95087 | 124763 | 123124 | 138159 | 123054 | 126701 | 115645 | 94421 | 107817 | 92036 | 98103 | 11011 | 10846 | 14231 | 14044 | 15759 | 14036 | 14452 | 13191 | 10770 | 12298 | 10498 | 11190 | 0 | 0 | 1335443 | 1335443 | 152326 | 2020 | solar PV | TRUE
61764 | N | . | Gore Mountain Solar II | Gore Mountain Solar II, LLC | 61391 | NY | MAT | NPCC |  | 22 | 2 | NAICS-22 Non-Cogen | PV | SUN | SUN | NYIS | A |  | 0 | 0 | 0 | 0 | 0 | 0 | 0 | 0 | 0 | 0 | 0 | 0 | 0 | 0 | 0 | 0 | 0 | 0 | 0 | 0 | 0 | 0 | 0 | 0 | 0 | 0 | 0 | 0 | 0 | 0 | 0 | 0 | 0 | 0 | 0 | 0 | 1447 | 1615 | 2335 | 2342 | 3075 | 3091 | 2940 | 2496 | 2455 | 1743 | 1605 | 1086 | 1447 | 1615 | 2335 | 2342 | 3075 | 3091 | 2940 | 2496 | 2455 | 1743 | 1605 | 1086 | 165.012 | 184.229 | 266.378 | 267.107 | 350.762 | 352.616 | 335.369 | 284.751 | 280.034 | 198.811 | 183.086 | 123.845 | 0 | 0 | 26230 | 26230 | 2992 | 2020 | solar PV | TRUE
61765 | N | . | HGS Solar I | HGS solar I, LLC | 61387 | NY | MAT | NPCC |  | 22 | 2 | NAICS-22 Non-Cogen | PV | SUN | SUN | NYIS | A |  | 0 | 0 | 0 | 0 | 0 | 0 | 0 | 0 | 0 | 0 | 0 | 0 | 0 | 0 | 0 | 0 | 0 | 0 | 0 | 0 | 0 | 0 | 0 | 0 | 0 | 0 | 0 | 0 | 0 | 0 | 0 | 0 | 0 | 0 | 0 | 0 | 1591 | 1777 | 2569 | 2576 | 3382 | 3400 | 3234 | 2746 | 2700 | 1917 | 1766 | 1194 | 1591 | 1777 | 2569 | 2576 | 3382 | 3400 | 3234 | 2746 | 2700 | 1917 | 1766 | 1194 | 181.503 | 202.639 | 292.998 | 293.799 | 385.815 | 387.854 | 368.883 | 313.207 | 308.019 | 218.679 | 201.383 | 136.221 | 0 | 0 | 28852 | 28852 | 3291 | 2020 | solar PV | TRUE
61766 | N | . | Miami Dade Solar Energy Center | Florida Power & Light Co | 6452 | FL | SAT | SERC |  | 22 | 1 | Electric Utility | PV | SUN | SUN | FPL | M |  | 0 | 0 | 0 | 0 | 0 | 0 | 0 | 0 | 0 | 0 | 0 | 0 | 0 | 0 | 0 | 0 | 0 | 0 | 0 | 0 | 0 | 0 | 0 | 0 | 0 | 0 | 0 | 0 | 0 | 0 | 0 | 0 | 0 | 0 | 0 | 0 | 117031 | 98436 | 138773 | 126306 | 123413 | 111841 | 114585 | 114602 | 102197 | 102311 | 84540 | 109465 | 117031 | 98436 | 138773 | 126306 | 123413 | 111841 | 114585 | 114602 | 102197 | 102311 | 84540 | 109465 | 13349 | 11228 | 15829 | 14407 | 14077 | 12757 | 13070 | 13072 | 11657 | 11670 | 9643 | 12486 | 0 | 0 | 1343500 | 1343500 | 153245 | 2020 | solar PV | TRUE
61767 | N | . | Pioneer Trail Solar Energy Center | Florida Power & Light Co | 6452 | FL | SAT | SERC |  | 22 | 1 | Electric Utility | PV | SUN | SUN | FPL | M |  | 0 | 0 | 0 | 0 | 0 | 0 | 0 | 0 | 0 | 0 | 0 | 0 | 0 | 0 | 0 | 0 | 0 | 0 | 0 | 0 | 0 | 0 | 0 | 0 | 0 | 0 | 0 | 0 | 0 | 0 | 0 | 0 | 0 | 0 | 0 | 0 | 95929 | 98392 | 121756 | 113813 | 131891 | 113086 | 115242 | 106046 | 96156 | 98971 | 85373 | 97735 | 95929 | 98392 | 121756 | 113813 | 131891 | 113086 | 115242 | 106046 | 96156 | 98971 | 85373 | 97735 | 10942 | 11223 | 13888 | 12982 | 15044 | 12899 | 13145 | 12096 | 10968 | 11289 | 9738 | 11148 | 0 | 0 | 1274390 | 1274390 | 145362 | 2020 | solar PV | TRUE
61768 | N | . | Interstate Solar Energy Center | Florida Power & Light Co | 6452 | FL | SAT | SERC |  | 22 | 1 | Electric Utility | PV | SUN | SUN | FPL | M |  | 0 | 0 | 0 | 0 | 0 | 0 | 0 | 0 | 0 | 0 | 0 | 0 | 0 | 0 | 0 | 0 | 0 | 0 | 0 | 0 | 0 | 0 | 0 | 0 | 0 | 0 | 0 | 0 | 0 | 0 | 0 | 0 | 0 | 0 | 0 | 0 | 107817 | 105362 | 137291 | 113366 | 126438 | 114339 | 120090 | 120599 | 106168 | 95271 | 86048 | 98997 | 107817 | 105362 | 137291 | 113366 | 126438 | 114339 | 120090 | 120599 | 106168 | 95271 | 86048 | 98997 | 12298 | 12018 | 15660 | 12931 | 14422 | 13042 | 13698 | 13756 | 12110 | 10867 | 9815 | 11292 | 0 | 0 | 1331786 | 1331786 | 151909 | 2020 | solar PV | TRUE
61769 | N | . | Syncarpha Hancock I CSG | Syncarpha Hancock I, LLC | 61388 | MA | NEW | NPCC |  | 22 | 2 | NAICS-22 Non-Cogen | PV | SUN | SUN | ISNE | A |  | 0 | 0 | 0 | 0 | 0 | 0 | 0 | 0 | 0 | 0 | 0 | 0 | 0 | 0 | 0 | 0 | 0 | 0 | 0 | 0 | 0 | 0 | 0 | 0 | 0 | 0 | 0 | 0 | 0 | 0 | 0 | 0 | 0 | 0 | 0 | 0 | 1284 | 1682 | 2559 | 2454 | 3459 | 3268 | 3219 | 3043 | 2642 | 1921 | 1374 | 1045 | 1284 | 1682 | 2559 | 2454 | 3459 | 3268 | 3219 | 3043 | 2642 | 1921 | 1374 | 1045 | 146.466 | 191.847 | 291.912 | 279.886 | 394.586 | 372.803 | 367.131 | 347.05 | 301.328 | 219.076 | 156.677 | 119.238 | 0 | 0 | 27950 | 27950 | 3188 | 2020 | solar PV | TRUE
61770 | N | . | Syncarpha Hancock II CSG | Syncarpha Hancock II, LLC | 61389 | MA | NEW | NPCC |  | 22 | 2 | NAICS-22 Non-Cogen | PV | SUN | SUN | ISNE | A |  | 0 | 0 | 0 | 0 | 0 | 0 | 0 | 0 | 0 | 0 | 0 | 0 | 0 | 0 | 0 | 0 | 0 | 0 | 0 | 0 | 0 | 0 | 0 | 0 | 0 | 0 | 0 | 0 | 0 | 0 | 0 | 0 | 0 | 0 | 0 | 0 | 1304 | 1708 | 2599 | 2491 | 3513 | 3319 | 3268 | 3089 | 2682 | 1950 | 1395 | 1061 | 1304 | 1708 | 2599 | 2491 | 3513 | 3319 | 3268 | 3089 | 2682 | 1950 | 1395 | 1061 | 148.717 | 194.796 | 296.399 | 284.188 | 400.651 | 378.533 | 372.773 | 352.384 | 305.96 | 222.443 | 159.085 | 121.071 | 0 | 0 | 28379 | 28379 | 3237 | 2020 | solar PV | TRUE
61771 | N | . | Syncarpha Hancock III CSG | Syncarpha Hancock III, LLC | 61390 | MA | NEW | NPCC |  | 22 | 2 | NAICS-22 Non-Cogen | PV | SUN | SUN | ISNE | A |  | 0 | 0 | 0 | 0 | 0 | 0 | 0 | 0 | 0 | 0 | 0 | 0 | 0 | 0 | 0 | 0 | 0 | 0 | 0 | 0 | 0 | 0 | 0 | 0 | 0 | 0 | 0 | 0 | 0 | 0 | 0 | 0 | 0 | 0 | 0 | 0 | 661 | 866 | 1317 | 1263 | 1781 | 1682 | 1657 | 1566 | 1360 | 989 | 707 | 538 | 661 | 866 | 1317 | 1263 | 1781 | 1682 | 1657 | 1566 | 1360 | 989 | 707 | 538 | 75.392 | 98.752 | 150.26 | 144.069 | 203.11 | 191.898 | 188.978 | 178.641 | 155.107 | 112.768 | 80.648 | 61.377 | 0 | 0 | 14387 | 14387 | 1641 | 2020 | solar PV | TRUE
61773 | N | . | Palmas Wind, LLC | Acciona Energy USA Global, LLC | 57416 | TX | WSC | TRE |  | 22 | 2 | NAICS-22 Non-Cogen | WT | WND | WND | ERCO | M |  | . | . | . | . | . | . | . | . | . | . | 0 | 0 | . | . | . | . | . | . | . | . | . | . | 0 | 0 | . | . | . | . | . | . | . | . | . | . | 0 | 0 | . | . | . | . | . | . | . | . | . | . | 118065 | 175761 | . | . | . | . | . | . | . | . | . | . | 118065 | 175761 | . | . | . | . | . | . | . | . | . | . | 13467 | 20048 | 0 | 0 | 293826 | 293826 | 33515 | 2020 | onshore wind | TRUE
61774 | N | . | Syncarpha Still River, LLC CSG | Syncarpha Still River, LLC | 61392 | MA | NEW | NPCC |  | 22 | 2 | NAICS-22 Non-Cogen | PV | SUN | SUN | ISNE | A |  | 0 | 0 | 0 | 0 | 0 | 0 | 0 | 0 | 0 | 0 | 0 | 0 | 0 | 0 | 0 | 0 | 0 | 0 | 0 | 0 | 0 | 0 | 0 | 0 | 0 | 0 | 0 | 0 | 0 | 0 | 0 | 0 | 0 | 0 | 0 | 0 | 1477 | 1934 | 2943 | 2822 | 3978 | 3758 | 3701 | 3499 | 3038 | 2209 | 1580 | 1202 | 1477 | 1934 | 2943 | 2822 | 3978 | 3758 | 3701 | 3499 | 3038 | 2209 | 1580 | 1202 | 168.429 | 220.612 | 335.68 | 321.851 | 453.749 | 428.7 | 422.177 | 399.085 | 346.509 | 251.923 | 180.169 | 137.116 | 0 | 0 | 32141 | 32141 | 3666 | 2020 | solar PV | TRUE
61775 | N | . | Town of Otis Wind Energy Project | Town of Otis | 61397 | MA | NEW | NPCC |  | 92 | 4 | Commercial NAICS Non-Cogen | WT | WND | WND | ISNE | A |  | 0 | 0 | 0 | 0 | 0 | 0 | 0 | 0 | 0 | 0 | 0 | 0 | 0 | 0 | 0 | 0 | 0 | 0 | 0 | 0 | 0 | 0 | 0 | 0 | 0 | 0 | 0 | 0 | 0 | 0 | 0 | 0 | 0 | 0 | 0 | 0 | 2060 | 2196 | 2766 | 3179 | 2637 | 1455 | 1530 | 1721 | 1930 | 2053 | 3402 | 3125 | 2060 | 2196 | 2766 | 3179 | 2637 | 1455 | 1530 | 1721 | 1930 | 2053 | 3402 | 3125 | 234.999 | 250.436 | 315.546 | 362.562 | 300.813 | 165.965 | 174.498 | 196.316 | 220.146 | 234.214 | 388.082 | 356.423 | 0 | 0 | 28054 | 28054 | 3200 | 2020 | onshore wind | FALSE
61776 | N | . | Midway Wind, LLC | Midway Wind, LLC | 61396 | TX | WSC | TRE |  | 22 | 2 | NAICS-22 Non-Cogen | WT | WND | WND | ERCO | M |  | 0 | 0 | 0 | 0 | 0 | 0 | 0 | 0 | 0 | 0 | 0 | 0 | 0 | 0 | 0 | 0 | 0 | 0 | 0 | 0 | 0 | 0 | 0 | 0 | 0 | 0 | 0 | 0 | 0 | 0 | 0 | 0 | 0 | 0 | 0 | 0 | 400433 | 425024 | 509091 | 494696 | 427128 | 314455 | 430109 | 292423 | 327737 | 279396 | 136020 | 279396 | 400433 | 425024 | 509091 | 494696 | 427128 | 314455 | 430109 | 292423 | 327737 | 279396 | 136020 | 279396 | 45675 | 48480 | 58069 | 56427 | 48720 | 35868 | 49060 | 33355 | 37383 | 31869 | 15515 | 31869 | 0 | 0 | 4315908 | 4315908 | 492290 | 2020 | onshore wind | TRUE
61777 | N | . | Brevard | Brevard Energy, LLC | 61400 | FL | SAT | SERC |  | 22 | 2 | NAICS-22 Non-Cogen | IC | LFG | MLG | FPL | A | mcf | 74214 | 72354 | 76235 | 70639 | 66664 | 58084 | 62898 | 63537 | 57483 | 58947 | 61082 | 75386 | 74214 | 72354 | 76235 | 70639 | 66664 | 58084 | 62898 | 63537 | 57483 | 58947 | 61082 | 75386 | 0.51 | 0.51 | 0.51 | 0.51 | 0.51 | 0.51 | 0.51 | 0.51 | 0.51 | 0.51 | 0.51 | 0.51 | 37849 | 36901 | 38880 | 36026 | 33999 | 29623 | 32078 | 32404 | 29316 | 30063 | 31152 | 38447 | 37849 | 36901 | 38880 | 36026 | 33999 | 29623 | 32078 | 32404 | 29316 | 30063 | 31152 | 38447 | 4083.773 | 3981.423 | 4194.966 | 3887.005 | 3668.274 | 3196.192 | 3461.06 | 3496.206 | 3163.09 | 3243.652 | 3361.109 | 4148.25 | 797523 | 797523 | 406738 | 406738 | 43885 | 2020 | biomass | TRUE
61778 | N | . | North 301 Solar | North 301 Solar | 61401 | NC | SAT | SERC |  | 22 | 2 | NAICS-22 Non-Cogen | PV | SUN | SUN | PJM | M |  | 0 | 0 | 0 | 0 | 0 | 0 | 0 | 0 | 0 | 0 | 0 | 0 | 0 | 0 | 0 | 0 | 0 | 0 | 0 | 0 | 0 | 0 | 0 | 0 | 0 | 0 | 0 | 0 | 0 | 0 | 0 | 0 | 0 | 0 | 0 | 0 | 18139 | 19673 | 25556 | 37672 | 37751 | 38785 | 40644 | 26520 | 23592 | 27029 | 21120 | 17324 | 18139 | 19673 | 25556 | 37672 | 37751 | 38785 | 40644 | 26520 | 23592 | 27029 | 21120 | 17324 | 2069 | 2244 | 2915 | 4297 | 4306 | 4424 | 4636 | 3025 | 2691 | 3083 | 2409 | 1976 | 0 | 0 | 333805 | 333805 | 38075 | 2020 | solar PV | TRUE
61779 | N | . | Hernando | Hernando Energy | 61402 | FL | SAT | SERC |  | 22 | 2 | NAICS-22 Non-Cogen | IC | LFG | MLG | SEC | A | mcf | 27403 | 26716 | 28149 | 26082 | 24615 | 21447 | 23224 | 23460 | 21225 | 21765 | 22554 | 27835 | 27403 | 26716 | 28149 | 26082 | 24615 | 21447 | 23224 | 23460 | 21225 | 21765 | 22554 | 27835 | 0.581 | 0.581 | 0.581 | 0.581 | 0.581 | 0.581 | 0.581 | 0.581 | 0.581 | 0.581 | 0.581 | 0.581 | 15921 | 15522 | 16355 | 15154 | 14301 | 12461 | 13493 | 13630 | 12332 | 12645 | 13104 | 16172 | 15921 | 15522 | 16355 | 15154 | 14301 | 12461 | 13493 | 13630 | 12332 | 12645 | 13104 | 16172 | 1262.031 | 1230.399 | 1296.391 | 1201.22 | 1133.625 | 987.735 | 1069.588 | 1080.45 | 977.505 | 1002.402 | 1038.7 | 1281.954 | 294475 | 294475 | 171090 | 171090 | 13562 | 2020 | biomass | TRUE
61780 | N | . | Seminole Energy | Seminole Energy, LLC | 61403 | FL | SAT | SERC |  | 22 | 2 | NAICS-22 Non-Cogen | IC | LFG | MLG | FPL | A | mcf | 34400 | 33538 | 35337 | 32743 | 30901 | 26924 | 29155 | 29451 | 26645 | 27324 | 28313 | 34944 | 34400 | 33538 | 35337 | 32743 | 30901 | 26924 | 29155 | 29451 | 26645 | 27324 | 28313 | 34944 | 0.543 | 0.543 | 0.543 | 0.543 | 0.543 | 0.543 | 0.543 | 0.543 | 0.543 | 0.543 | 0.543 | 0.543 | 18679 | 18211 | 19188 | 17779 | 16779 | 14620 | 15831 | 15992 | 14468 | 14837 | 15374 | 18975 | 18679 | 18211 | 19188 | 17779 | 16779 | 14620 | 15831 | 15992 | 14468 | 14837 | 15374 | 18975 | 1535.613 | 1497.128 | 1577.426 | 1461.624 | 1379.375 | 1201.859 | 1301.456 | 1314.672 | 1189.411 | 1219.705 | 1263.872 | 1559.859 | 369675 | 369675 | 200733 | 200733 | 16502 | 2020 | biomass | TRUE
61781 | N | . | Edenton Solar | Edenton Solar | 61404 | NC | SAT | SERC |  | 22 | 2 | NAICS-22 Non-Cogen | PV | SUN | SUN | PJM | A |  | 0 | 0 | 0 | 0 | 0 | 0 | 0 | 0 | 0 | 0 | 0 | 0 | 0 | 0 | 0 | 0 | 0 | 0 | 0 | 0 | 0 | 0 | 0 | 0 | 0 | 0 | 0 | 0 | 0 | 0 | 0 | 0 | 0 | 0 | 0 | 0 | 5696 | 5854 | 7487 | 10170 | 10178 | 9902 | 11076 | 8894 | 7532 | 7636 | 6387 | 5398 | 5696 | 5854 | 7487 | 10170 | 10178 | 9902 | 11076 | 8894 | 7532 | 7636 | 6387 | 5398 | 649.697 | 667.694 | 854.047 | 1160.019 | 1160.942 | 1129.452 | 1263.378 | 1014.44 | 859.147 | 871.025 | 728.493 | 615.666 | 0 | 0 | 96210 | 96210 | 10974 | 2020 | solar PV | TRUE
61782 | N | . | Live Oak Wind Project | Engie North America | 56201 | TX | WSC | TRE |  | 22 | 2 | NAICS-22 Non-Cogen | WT | WND | WND | ERCO | M |  | 0 | 0 | 0 | 0 | 0 | 0 | 0 | 0 | 0 | 0 | 0 | 0 | 0 | 0 | 0 | 0 | 0 | 0 | 0 | 0 | 0 | 0 | 0 | 0 | 0 | 0 | 0 | 0 | 0 | 0 | 0 | 0 | 0 | 0 | 0 | 0 | 667028 | 533279 | 567207 | 634968 | 675348 | 634371 | 528475 | 531762 | 371168 | 662391 | 692269 | 664723 | 667028 | 533279 | 567207 | 634968 | 675348 | 634371 | 528475 | 531762 | 371168 | 662391 | 692269 | 664723 | 76084 | 60828 | 64698 | 72427 | 77033 | 72359 | 60280 | 60655 | 42337 | 75555 | 78963 | 75821 | 0 | 0 | 7162989 | 7162989 | 817040 | 2020 | onshore wind | TRUE
61784 | N | . | Upstream Wind Energy LLC | Invenergy Services LLC | 49893 | NE | WNC | MRO |  | 22 | 2 | NAICS-22 Non-Cogen | WT | WND | WND | SWPP | M |  | 0 | 0 | 0 | 0 | 0 | 0 | 0 | 0 | 0 | 0 | 0 | 0 | 0 | 0 | 0 | 0 | 0 | 0 | 0 | 0 | 0 | 0 | 0 | 0 | 0 | 0 | 0 | 0 | 0 | 0 | 0 | 0 | 0 | 0 | 0 | 0 | 587433 | 669290 | 678531 | 646049 | 541161 | 694802 | 497185 | 554828 | 629856 | 643884 | 721805 | 737708 | 587433 | 669290 | 678531 | 646049 | 541161 | 694802 | 497185 | 554828 | 629856 | 643884 | 721805 | 737708 | 67005 | 76342 | 77396 | 73691 | 61727 | 79252 | 56711 | 63286 | 71844 | 73444 | 82332 | 84146 | 0 | 0 | 7602532 | 7602532 | 867176 | 2020 | onshore wind | TRUE
61785 | N | . | Camilla Solar Energy Project | Invenergy Services LLC | 49893 | GA | SAT | SERC |  | 22 | 2 | NAICS-22 Non-Cogen | PV | SUN | SUN | SOCO | M |  | . | 0 | 0 | 0 | 0 | 0 | 0 | 0 | 0 | 0 | 0 | 0 | . | 0 | 0 | 0 | 0 | 0 | 0 | 0 | 0 | 0 | 0 | 0 | . | 0 | 0 | 0 | 0 | 0 | 0 | 0 | 0 | 0 | 0 | 0 | . | 185597 | 218079 | 269454 | 366145 | 281342 | 336407 | 321074 | 247729 | 258521 | 229748 | 219815 | . | 185597 | 218079 | 269454 | 366145 | 281342 | 336407 | 321074 | 247729 | 258521 | 229748 | 219815 | . | 21170 | 24875 | 30735 | 41764 | 32091 | 38372 | 36623 | 28257 | 29488 | 26206 | 25073 | 0 | 0 | 2933911 | 2933911 | 334654 | 2020 | solar PV | TRUE
61786 | N | . | Trinity College Fuel Cell | AEP Onsite Partners, LLC | 60571 | CT | NEW | NPCC |  | 22 | 2 | NAICS-22 Non-Cogen | FC | NG | NG | ISNE | A | mcf | 8167 | 7652 | 6935 | 7100 | 6295 | 8416 | 10117 | 9013 | 7945 | 6485 | 7250 | 8179 | 8167 | 7652 | 6935 | 7100 | 6295 | 8416 | 10117 | 9013 | 7945 | 6485 | 7250 | 8179 | 1.03 | 1.03 | 1.03 | 1.03 | 1.03 | 1.03 | 1.03 | 1.03 | 1.03 | 1.03 | 1.03 | 1.03 | 8412 | 7882 | 7143 | 7313 | 6484 | 8668 | 10421 | 9283 | 8183 | 6680 | 7468 | 8424 | 8412 | 7882 | 7143 | 7313 | 6484 | 8668 | 10421 | 9283 | 8183 | 6680 | 7468 | 8424 | 916.457 | 858.773 | 778.295 | 796.785 | 706.43 | 944.466 | 1135.326 | 1011.518 | 891.614 | 727.804 | 813.659 | 917.873 | 93554 | 93554 | 96361 | 96361 | 10499 | 2020 | other | TRUE
61787 | N | . | Bishop Hill III | Invenergy Services LLC | 49893 | IL | ENC | SERC |  | 22 | 2 | NAICS-22 Non-Cogen | WT | WND | WND | MISO | M |  | 0 | 0 | 0 | 0 | 0 | 0 | 0 | 0 | 0 | 0 | 0 | 0 | 0 | 0 | 0 | 0 | 0 | 0 | 0 | 0 | 0 | 0 | 0 | 0 | 0 | 0 | 0 | 0 | 0 | 0 | 0 | 0 | 0 | 0 | 0 | 0 | 293361 | 353450 | 373053 | 391929 | 308151 | 266455 | 165293 | 152414 | 296789 | 344385 | 463643 | 309773 | 293361 | 353450 | 373053 | 391929 | 308151 | 266455 | 165293 | 152414 | 296789 | 344385 | 463643 | 309773 | 33462 | 40316 | 42552 | 44705 | 35149 | 30393 | 18854 | 17385 | 33853 | 39282 | 52885 | 35334 | 0 | 0 | 3718696 | 3718696 | 424170 | 2020 | onshore wind | TRUE
61788 | N | . | Hilltop Power | Hilltop Power, LLC | 61415 | MN | WNC | MRO |  | 22 | 2 | NAICS-22 Non-Cogen | WT | WND | WND | MISO | A |  | 0 | 0 | 0 | 0 | 0 | 0 | 0 | 0 | 0 | 0 | 0 | 0 | 0 | 0 | 0 | 0 | 0 | 0 | 0 | 0 | 0 | 0 | 0 | 0 | 0 | 0 | 0 | 0 | 0 | 0 | 0 | 0 | 0 | 0 | 0 | 0 | 3157 | 4074 | 4049 | 3380 | 2912 | 3165 | 2145 | 2872 | 3028 | 3083 | 3639 | 3324 | 3157 | 4074 | 4049 | 3380 | 2912 | 3165 | 2145 | 2872 | 3028 | 3083 | 3639 | 3324 | 360.104 | 464.695 | 461.888 | 385.564 | 332.151 | 360.997 | 244.717 | 327.638 | 345.376 | 351.617 | 415.091 | 379.162 | 0 | 0 | 38828 | 38828 | 4429 | 2020 | onshore wind | TRUE
61789 | N | . | Diamond Vista Wind Project, LLC | Enel Green Power Diamond Vista Wind Project, LLC | 61413 | KS | WNC | MRO |  | 22 | 2 | NAICS-22 Non-Cogen | WT | WND | WND | SWPP | M |  | 0 | 0 | 0 | 0 | 0 | 0 | 0 | 0 | 0 | 0 | 0 | 0 | 0 | 0 | 0 | 0 | 0 | 0 | 0 | 0 | 0 | 0 | 0 | 0 | 0 | 0 | 0 | 0 | 0 | 0 | 0 | 0 | 0 | 0 | 0 | 0 | 870388 | 874105 | 849084 | 905605 | 666301 | 1131688 | 596191 | 745800 | 801181 | 923419 | 1080165 | 686140 | 870388 | 874105 | 849084 | 905605 | 666301 | 1131688 | 596191 | 745800 | 801181 | 923419 | 1080165 | 686140 | 99280 | 99704 | 96850 | 103297 | 76001 | 129085 | 68004 | 85069 | 91386 | 105329 | 123208 | 78264 | 0 | 0 | 10130067 | 10130067 | 1155477 | 2020 | onshore wind | TRUE
61790 | N | . | Shaw Creek Solar, LLC | Shaw Creek Solar | 56622 | SC | SAT | SERC |  | 22 | 2 | NAICS-22 Non-Cogen | PV | SUN | SUN | SCEG | M |  | 0 | 0 | 0 | 0 | 0 | 0 | 0 | 0 | 0 | 0 | 0 | 0 | 0 | 0 | 0 | 0 | 0 | 0 | 0 | 0 | 0 | 0 | 0 | 0 | 0 | 0 | 0 | 0 | 0 | 0 | 0 | 0 | 0 | 0 | 0 | 0 | 82734 | 80832 | 103512 | 157017 | 160690 | 144682 | 162365 | 141298 | 117530 | 120257 | 95473 | 87354 | 82734 | 80832 | 103512 | 157017 | 160690 | 144682 | 162365 | 141298 | 117530 | 120257 | 95473 | 87354 | 9437 | 9220 | 11807 | 17910 | 18329 | 16503 | 18520 | 16117 | 13406 | 13717 | 10890 | 9964 | 0 | 0 | 1453744 | 1453744 | 165820 | 2020 | solar PV | TRUE
61791 | N | . | Stage Gulch Solar | Stage Gulch Solar, LLC | 61418 | CA | PACC | WECC |  | 22 | 2 | NAICS-22 Non-Cogen | PV | SUN | SUN | CISO | A |  | 0 | 0 | 0 | 0 | 0 | 0 | 0 | 0 | 0 | 0 | 0 | 0 | 0 | 0 | 0 | 0 | 0 | 0 | 0 | 0 | 0 | 0 | 0 | 0 | 0 | 0 | 0 | 0 | 0 | 0 | 0 | 0 | 0 | 0 | 0 | 0 | 742 | 1005 | 984 | 1240 | 1623 | 1616 | 1825 | 1512 | 1187 | 1098 | 868 | 687 | 742 | 1005 | 984 | 1240 | 1623 | 1616 | 1825 | 1512 | 1187 | 1098 | 868 | 687 | 84.602 | 114.683 | 112.224 | 141.434 | 185.101 | 184.324 | 208.197 | 172.486 | 135.435 | 125.186 | 98.969 | 78.359 | 0 | 0 | 14387 | 14387 | 1641 | 2020 | solar PV | TRUE
61792 | N | . | Lavio Solar | Lavio Solar, LLC | 61417 | CA | PACC | WECC |  | 22 | 2 | NAICS-22 Non-Cogen | PV | SUN | SUN | CISO | A |  | 0 | 0 | 0 | 0 | 0 | 0 | 0 | 0 | 0 | 0 | 0 | 0 | 0 | 0 | 0 | 0 | 0 | 0 | 0 | 0 | 0 | 0 | 0 | 0 | 0 | 0 | 0 | 0 | 0 | 0 | 0 | 0 | 0 | 0 | 0 | 0 | 928 | 1258 | 1231 | 1552 | 2031 | 2023 | 2285 | 1893 | 1486 | 1374 | 1086 | 860 | 928 | 1258 | 1231 | 1552 | 2031 | 2023 | 2285 | 1893 | 1486 | 1374 | 1086 | 860 | 105.894 | 143.546 | 140.468 | 177.029 | 231.687 | 230.714 | 260.595 | 215.896 | 169.521 | 156.693 | 123.877 | 98.08 | 0 | 0 | 18007 | 18007 | 2054 | 2020 | solar PV | TRUE
61793 | N | . | Heyer CSG | Heyer CSG LLC | 61409 | MN | WNC | MRO |  | 22 | 2 | NAICS-22 Non-Cogen | PV | SUN | SUN | MISO | A |  | 0 | 0 | 0 | 0 | 0 | 0 | 0 | 0 | 0 | 0 | 0 | 0 | 0 | 0 | 0 | 0 | 0 | 0 | 0 | 0 | 0 | 0 | 0 | 0 | 0 | 0 | 0 | 0 | 0 | 0 | 0 | 0 | 0 | 0 | 0 | 0 | 501 | 1112 | 1349 | 1783 | 1855 | 2011 | 1939 | 1920 | 1354 | 1013 | 775 | 485 | 501 | 1112 | 1349 | 1783 | 1855 | 2011 | 1939 | 1920 | 1354 | 1013 | 775 | 485 | 57.18 | 126.804 | 153.85 | 203.4 | 211.578 | 229.327 | 221.133 | 218.965 | 154.409 | 115.554 | 88.433 | 55.367 | 0 | 0 | 16097 | 16097 | 1836 | 2020 | solar PV | TRUE
61794 | N | . | Gateway Solar | Constellation Solar MC, LLC | 61419 | MD | SAT | RFC |  | 22 | 2 | NAICS-22 Non-Cogen | PV | SUN | SUN | PJM | A |  | 0 | 0 | 0 | 0 | 0 | 0 | 0 | 0 | 0 | 0 | 0 | 0 | 0 | 0 | 0 | 0 | 0 | 0 | 0 | 0 | 0 | 0 | 0 | 0 | 0 | 0 | 0 | 0 | 0 | 0 | 0 | 0 | 0 | 0 | 0 | 0 | 3901 | 4431 | 5629 | 6314 | 7218 | 7778 | 7728 | 6442 | 5717 | 4906 | 4431 | 3266 | 3901 | 4431 | 5629 | 6314 | 7218 | 7778 | 7728 | 6442 | 5717 | 4906 | 4431 | 3266 | 444.941 | 505.407 | 642.061 | 720.235 | 823.323 | 887.155 | 881.432 | 734.846 | 652.06 | 559.61 | 505.373 | 372.557 | 0 | 0 | 67761 | 67761 | 7729 | 2020 | solar PV | TRUE
61795 | N | . | Pacific Union College BESS | ENGIE Storage Services NA LLC | 61420 | CA | PACC | WECC |  | 611 | 4 | Commercial NAICS Non-Cogen | BA | MWH | OTH | CISO | A | megawatthours | . | . | . | . | . | 4 | 4 | 4 | 5 | 5 | 5 | 5 | . | . | . | . | . | 4 | 4 | 4 | 5 | 5 | 5 | 5 | . | . | . | . | . | 0 | 0 | 0 | 0 | 0 | 0 | 0 | . | . | . | . | . | 0 | 0 | 0 | 0 | 0 | 0 | 0 | . | . | . | . | . | 0 | 0 | 0 | 0 | 0 | 0 | 0 | . | . | . | . | . | -0.117 | -0.138 | -0.137 | -0.148 | -0.158 | -0.156 | -0.146 | 32 | 32 | 0 | 0 | -1 | 2020 | other | FALSE
61798 | N | . | Prairie Sky Solar Farm | Kansas Electric Power Coop Inc | 9961 | KS | WNC | MRO |  | 22 | 1 | Electric Utility | PV | SUN | SUN | SWPP | A |  | 0 | 0 | 0 | 0 | 0 | 0 | 0 | 0 | 0 | 0 | 0 | 0 | 0 | 0 | 0 | 0 | 0 | 0 | 0 | 0 | 0 | 0 | 0 | 0 | 0 | 0 | 0 | 0 | 0 | 0 | 0 | 0 | 0 | 0 | 0 | 0 | 535 | 1125 | 1356 | 1777 | 1822 | 2015 | 1945 | 1932 | 1391 | 1044 | 821 | 551 | 535 | 1125 | 1356 | 1777 | 1822 | 2015 | 1945 | 1932 | 1391 | 1044 | 821 | 551 | 60.983 | 128.37 | 154.7 | 202.732 | 207.796 | 229.863 | 221.909 | 220.334 | 158.674 | 119.081 | 93.659 | 62.899 | 0 | 0 | 16314 | 16314 | 1861 | 2020 | solar PV | TRUE
61799 | N | . | Rensselaer Solar Site 2 | Indiana Municipal Power Agency | 9234 | IN | ENC | RFC |  | 22 | 1 | Electric Utility | PV | SUN | SUN | MISO | A |  | 0 | 0 | 0 | 0 | 0 | 0 | 0 | 0 | 0 | 0 | 0 | 0 | 0 | 0 | 0 | 0 | 0 | 0 | 0 | 0 | 0 | 0 | 0 | 0 | 0 | 0 | 0 | 0 | 0 | 0 | 0 | 0 | 0 | 0 | 0 | 0 | 2193 | 3256 | 4789 | 5878 | 6929 | 8519 | 8185 | 7694 | 6022 | 4757 | 3233 | 2351 | 2193 | 3256 | 4789 | 5878 | 6929 | 8519 | 8185 | 7694 | 6022 | 4757 | 3233 | 2351 | 250.118 | 371.435 | 546.254 | 670.463 | 790.371 | 971.733 | 933.559 | 877.636 | 686.839 | 542.603 | 368.796 | 268.193 | 0 | 0 | 63806 | 63806 | 7278 | 2020 | solar PV | TRUE
61800 | N | . | DG AMP Solar Smyrna | DG AMP Solar, LLC | 60370 | DE | SAT | RFC |  | 22 | 2 | NAICS-22 Non-Cogen | PV | SUN | SUN | PJM | A |  | 0 | 0 | 0 | 0 | 0 | 0 | 0 | 0 | 0 | 0 | 0 | 0 | 0 | 0 | 0 | 0 | 0 | 0 | 0 | 0 | 0 | 0 | 0 | 0 | 0 | 0 | 0 | 0 | 0 | 0 | 0 | 0 | 0 | 0 | 0 | 0 | 1049 | 1113 | 1474 | 1623 | 1805 | 1642 | 1759 | 1537 | 1300 | 1286 | 1090 | 1059 | 1049 | 1113 | 1474 | 1623 | 1805 | 1642 | 1759 | 1537 | 1300 | 1286 | 1090 | 1059 | 119.655 | 126.97 | 168.099 | 185.131 | 205.896 | 187.245 | 200.641 | 175.327 | 148.248 | 146.632 | 124.338 | 120.818 | 0 | 0 | 16737 | 16737 | 1909 | 2020 | solar PV | TRUE
61804 | N | . | City of Rochester Solar | AES Distributed Energy | 61012 | NY | MAT | NPCC |  | 22 | 2 | NAICS-22 Non-Cogen | PV | SUN | SUN | NYIS | A |  | 0 | 0 | 0 | 0 | 0 | 0 | 0 | 0 | 0 | 0 | 0 | 0 | 0 | 0 | 0 | 0 | 0 | 0 | 0 | 0 | 0 | 0 | 0 | 0 | 0 | 0 | 0 | 0 | 0 | 0 | 0 | 0 | 0 | 0 | 0 | 0 | 1262 | 1409 | 2037 | 2043 | 2683 | 2697 | 2565 | 2178 | 2142 | 1520 | 1400 | 947 | 1262 | 1409 | 2037 | 2043 | 2683 | 2697 | 2565 | 2178 | 2142 | 1520 | 1400 | 947 | 143.945 | 160.707 | 232.369 | 233.004 | 305.979 | 307.596 | 292.551 | 248.396 | 244.281 | 173.428 | 159.711 | 108.033 | 0 | 0 | 22883 | 22883 | 2610 | 2020 | solar PV | TRUE
61805 | N | . | DG AMP Solar Piqua Staunton | DG AMP Solar, LLC | 60370 | OH | ENC | RFC |  | 22 | 2 | NAICS-22 Non-Cogen | PV | SUN | SUN | PJM | A |  | 0 | 0 | 0 | 0 | 0 | 0 | 0 | 0 | 0 | 0 | 0 | 0 | 0 | 0 | 0 | 0 | 0 | 0 | 0 | 0 | 0 | 0 | 0 | 0 | 0 | 0 | 0 | 0 | 0 | 0 | 0 | 0 | 0 | 0 | 0 | 0 | 721 | 1369 | 1508 | 2200 | 2570 | 3365 | 3288 | 3122 | 2564 | 1680 | 1456 | 732 | 721 | 1369 | 1508 | 2200 | 2570 | 3365 | 3288 | 3122 | 2564 | 1680 | 1456 | 732 | 82.184 | 156.187 | 171.962 | 250.932 | 293.095 | 383.847 | 374.986 | 356.096 | 292.511 | 191.631 | 166.12 | 83.449 | 0 | 0 | 24575 | 24575 | 2803 | 2020 | solar PV | TRUE
61807 | N | . | Hamilton Solar Power Plant | Duke Energy Florida, LLC | 6455 | FL | SAT | SERC |  | 22 | 1 | Electric Utility | PV | SUN | SUN | FPC | M |  | 0 | 0 | 0 | 0 | 0 | 0 | 0 | 0 | 0 | 0 | 0 | 0 | 0 | 0 | 0 | 0 | 0 | 0 | 0 | 0 | 0 | 0 | 0 | 0 | 0 | 0 | 0 | 0 | 0 | 0 | 0 | 0 | 0 | 0 | 0 | 0 | 101048 | 104853 | 140456 | 148031 | 177462 | 149021 | 163505 | 135625 | 110298 | 109333 | 98024 | 103617 | 101048 | 104853 | 140456 | 148031 | 177462 | 149021 | 163505 | 135625 | 110298 | 109333 | 98024 | 103617 | 11526 | 11960 | 16021 | 16885 | 20242 | 16998 | 18650 | 15470 | 12581 | 12471 | 11181 | 11819 | 0 | 0 | 1541273 | 1541273 | 175804 | 2020 | solar PV | TRUE
61809 | N | . | EGP Stillwater Solar PV II, LLC | EGP Stillwater Solar PV II, LLC | 61435 | NV | MTN | WECC |  | 22 | 2 | NAICS-22 Non-Cogen | PV | SUN | SUN | NEVP | A |  | 0 | 0 | 0 | 0 | 0 | 0 | 0 | 0 | 0 | 0 | 0 | 0 | 0 | 0 | 0 | 0 | 0 | 0 | 0 | 0 | 0 | 0 | 0 | 0 | 0 | 0 | 0 | 0 | 0 | 0 | 0 | 0 | 0 | 0 | 0 | 0 | 4642 | 5861 | 6260 | 7382 | 8268 | 8870 | 9215 | 8272 | 7214 | 6538 | 4859 | 4012 | 4642 | 5861 | 6260 | 7382 | 8268 | 8870 | 9215 | 8272 | 7214 | 6538 | 4859 | 4012 | 529.515 | 668.531 | 714.091 | 841.989 | 943.136 | 1011.723 | 1051.106 | 943.559 | 822.809 | 745.722 | 554.192 | 457.627 | 0 | 0 | 81393 | 81393 | 9284 | 2020 | solar PV | TRUE
61810 | N | . | Chisum | Cypress Creek Renewables | 61060 | TX | WSC | TRE |  | 22 | 2 | NAICS-22 Non-Cogen | PV | SUN | SUN | ERCO | A |  | 0 | 0 | 0 | 0 | 0 | 0 | 0 | 0 | 0 | 0 | 0 | 0 | 0 | 0 | 0 | 0 | 0 | 0 | 0 | 0 | 0 | 0 | 0 | 0 | 0 | 0 | 0 | 0 | 0 | 0 | 0 | 0 | 0 | 0 | 0 | 0 | 6952 | 8230 | 8684 | 11208 | 14643 | 15812 | 16885 | 15020 | 11955 | 9917 | 8167 | 7512 | 6952 | 8230 | 8684 | 11208 | 14643 | 15812 | 16885 | 15020 | 11955 | 9917 | 8167 | 7512 | 793.016 | 938.745 | 990.546 | 1278.471 | 1670.239 | 1803.529 | 1925.993 | 1713.263 | 1363.634 | 1131.16 | 931.572 | 856.832 | 0 | 0 | 134985 | 134985 | 15397 | 2020 | solar PV | TRUE
61811 | N | . | Titan Solar | Titan Solar, LLC | 61436 | CO | MTN | WECC |  | 22 | 2 | NAICS-22 Non-Cogen | PV | SUN | SUN | PSCO | M |  | 0 | 0 | 0 | 0 | 0 | 0 | 0 | 0 | 0 | 0 | 0 | 0 | 0 | 0 | 0 | 0 | 0 | 0 | 0 | 0 | 0 | 0 | 0 | 0 | 0 | 0 | 0 | 0 | 0 | 0 | 0 | 0 | 0 | 0 | 0 | 0 | 40740 | 40284 | 71337 | 89546 | 117416 | 107729 | 145804 | 51278 | 84190 | 54916 | 52251 | 38873 | 40740 | 40284 | 71337 | 89546 | 117416 | 107729 | 145804 | 51278 | 84190 | 54916 | 52251 | 38873 | 4647 | 4595 | 8137 | 10214 | 13393 | 12288 | 16631 | 5849 | 9603 | 6264 | 5960 | 4434 | 0 | 0 | 894364 | 894364 | 102015 | 2020 | solar PV | TRUE
61813 | N | . | Ranchland Solar, LLC | Ranchland Solar, LLC | 61425 | NC | SAT | SERC |  | 22 | 2 | NAICS-22 Non-Cogen | PV | SUN | SUN | PJM | M |  | 0 | 0 | 0 | 0 | 0 | 0 | 0 | 0 | 0 | 0 | 0 | 0 | 0 | 0 | 0 | 0 | 0 | 0 | 0 | 0 | 0 | 0 | 0 | 0 | 0 | 0 | 0 | 0 | 0 | 0 | 0 | 0 | 0 | 0 | 0 | 0 | 63473 | 65858 | 88240 | 115312 | 110149 | 116443 | 139527 | 102723 | 79087 | 76492 | 73222 | 59107 | 63473 | 65858 | 88240 | 115312 | 110149 | 116443 | 139527 | 102723 | 79087 | 76492 | 73222 | 59107 | 7240 | 7512 | 10065 | 13153 | 12564 | 13282 | 15915 | 11717 | 9021 | 8725 | 8352 | 6742 | 0 | 0 | 1089633 | 1089633 | 124288 | 2020 | solar PV | TRUE
61814 | N | . | Kearsarge Concord II | Kearsarge Concord II LLC | 61428 | MA | NEW | NPCC |  | 22 | 2 | NAICS-22 Non-Cogen | PV | SUN | SUN | ISNE | A |  | 0 | 0 | 0 | 0 | 0 | 0 | 0 | 0 | 0 | 0 | 0 | 0 | 0 | 0 | 0 | 0 | 0 | 0 | 0 | 0 | 0 | 0 | 0 | 0 | 0 | 0 | 0 | 0 | 0 | 0 | 0 | 0 | 0 | 0 | 0 | 0 | 2825 | 3700 | 5631 | 5399 | 7611 | 7191 | 7081 | 6694 | 5812 | 4226 | 3022 | 2300 | 2825 | 3700 | 5631 | 5399 | 7611 | 7191 | 7081 | 6694 | 5812 | 4226 | 3022 | 2300 | 322.244 | 422.088 | 642.243 | 615.784 | 868.139 | 820.214 | 807.733 | 763.553 | 662.96 | 481.994 | 344.709 | 262.339 | 0 | 0 | 61492 | 61492 | 7014 | 2020 | solar PV | TRUE
61815 | N | . | Kearsarge Granby | Kearsarge Granby LLC | 61426 | MA | NEW | NPCC |  | 22 | 2 | NAICS-22 Non-Cogen | PV | SUN | SUN | ISNE | A |  | 0 | 0 | 0 | 0 | 0 | 0 | 0 | 0 | 0 | 0 | 0 | 0 | 0 | 0 | 0 | 0 | 0 | 0 | 0 | 0 | 0 | 0 | 0 | 0 | 0 | 0 | 0 | 0 | 0 | 0 | 0 | 0 | 0 | 0 | 0 | 0 | 1572 | 2060 | 3134 | 3005 | 4236 | 4002 | 3942 | 3726 | 3235 | 2352 | 1682 | 1280 | 1572 | 2060 | 3134 | 3005 | 4236 | 4002 | 3942 | 3726 | 3235 | 2352 | 1682 | 1280 | 179.362 | 234.935 | 357.473 | 342.746 | 483.207 | 456.532 | 449.585 | 424.994 | 369.004 | 268.278 | 191.866 | 146.018 | 0 | 0 | 34226 | 34226 | 3904 | 2020 | solar PV | TRUE
61816 | N | . | IKEA Oak Creek Rooftop PV System | IKEA Property Inc | 57389 | WI | ENC | RFC |  | 441 | 4 | Commercial NAICS Non-Cogen | PV | SUN | SUN | MISO | A |  | 0 | 0 | 0 | 0 | 0 | 0 | 0 | 0 | 0 | 0 | 0 | 0 | 0 | 0 | 0 | 0 | 0 | 0 | 0 | 0 | 0 | 0 | 0 | 0 | 0 | 0 | 0 | 0 | 0 | 0 | 0 | 0 | 0 | 0 | 0 | 0 | 344 | 971 | 1043 | 1477 | 1681 | 1540 | 1898 | 1653 | 1108 | 854 | 575 | 385 | 344 | 971 | 1043 | 1477 | 1681 | 1540 | 1898 | 1653 | 1108 | 854 | 575 | 385 | 39.204 | 110.703 | 118.941 | 168.519 | 191.689 | 175.654 | 216.478 | 188.526 | 126.371 | 97.463 | 65.539 | 43.913 | 0 | 0 | 13529 | 13529 | 1543 | 2020 | solar PV | FALSE
61817 | N | . | Big Lake Project CSG | DG Minnesota CSG, LLC | 61187 | MN | WNC | MRO |  | 22 | 2 | NAICS-22 Non-Cogen | PV | SUN | SUN | MISO | A |  | 0 | 0 | 0 | 0 | 0 | 0 | 0 | 0 | 0 | 0 | 0 | 0 | 0 | 0 | 0 | 0 | 0 | 0 | 0 | 0 | 0 | 0 | 0 | 0 | 0 | 0 | 0 | 0 | 0 | 0 | 0 | 0 | 0 | 0 | 0 | 0 | 2680 | 5942 | 7210 | 9532 | 9915 | 10747 | 10363 | 10261 | 7236 | 5415 | 4144 | 2595 | 2680 | 5942 | 7210 | 9532 | 9915 | 10747 | 10363 | 10261 | 7236 | 5415 | 4144 | 2595 | 305.644 | 677.806 | 822.375 | 1087.239 | 1130.952 | 1225.826 | 1182.027 | 1170.437 | 825.366 | 617.673 | 472.702 | 295.953 | 0 | 0 | 86040 | 86040 | 9814 | 2020 | solar PV | TRUE
61818 | N | . | DG AMP Solar Brewster | DG AMP Solar, LLC | 60370 | OH | ENC | RFC |  | 22 | 2 | NAICS-22 Non-Cogen | PV | SUN | SUN | PJM | A |  | 0 | 0 | 0 | 0 | 0 | 0 | 0 | 0 | 0 | 0 | 0 | 0 | 0 | 0 | 0 | 0 | 0 | 0 | 0 | 0 | 0 | 0 | 0 | 0 | 0 | 0 | 0 | 0 | 0 | 0 | 0 | 0 | 0 | 0 | 0 | 0 | 631 | 1199 | 1320 | 1926 | 2250 | 2946 | 2878 | 2733 | 2245 | 1471 | 1275 | 641 | 631 | 1199 | 1320 | 1926 | 2250 | 2946 | 2878 | 2733 | 2245 | 1471 | 1275 | 641 | 71.95 | 136.741 | 150.551 | 219.689 | 256.602 | 336.055 | 328.297 | 311.758 | 256.09 | 167.772 | 145.436 | 73.059 | 0 | 0 | 21515 | 21515 | 2454 | 2020 | solar PV | TRUE
61819 | N | . | IKEA Conshohocken Rooftop PV System | IKEA Property Inc | 57389 | PA | MAT | RFC |  | 441 | 4 | Commercial NAICS Non-Cogen | PV | SUN | SUN | PJM | A |  | 0 | 0 | 0 | 0 | 0 | 0 | 0 | 0 | 0 | 0 | 0 | 0 | 0 | 0 | 0 | 0 | 0 | 0 | 0 | 0 | 0 | 0 | 0 | 0 | 0 | 0 | 0 | 0 | 0 | 0 | 0 | 0 | 0 | 0 | 0 | 0 | 92 | 110 | 165 | 165 | 209 | 218 | 206 | 189 | 164 | 123 | 112 | 71 | 92 | 110 | 165 | 165 | 209 | 218 | 206 | 189 | 164 | 123 | 112 | 71 | 10.487 | 12.599 | 18.772 | 18.845 | 23.8 | 24.906 | 23.442 | 21.601 | 18.666 | 13.99 | 12.831 | 8.061 | 0 | 0 | 1824 | 1824 | 208 | 2020 | solar PV | FALSE
61820 | N | . | IKEA New Haven Rooftop PV & Fuel Cell | IKEA Property Inc | 57389 | CT | NEW | NPCC |  | 441 | 4 | Commercial NAICS Non-Cogen | FC | NG | NG | ISNE | A | mcf | 1967 | 1844 | 1671 | 1711 | 1517 | 2028 | 2438 | 2172 | 1915 | 1563 | 1747 | 1971 | 1967 | 1844 | 1671 | 1711 | 1517 | 2028 | 2438 | 2172 | 1915 | 1563 | 1747 | 1971 | 1.037 | 1.037 | 1.037 | 1.037 | 1.037 | 1.037 | 1.037 | 1.037 | 1.037 | 1.037 | 1.037 | 1.037 | 2040 | 1912 | 1733 | 1774 | 1573 | 2103 | 2528 | 2252 | 1986 | 1621 | 1812 | 2044 | 2040 | 1912 | 1733 | 1774 | 1573 | 2103 | 2528 | 2252 | 1986 | 1621 | 1812 | 2044 | 173.008 | 162.119 | 146.926 | 150.417 | 133.36 | 178.296 | 214.327 | 190.954 | 168.319 | 137.395 | 153.603 | 173.276 | 22544 | 22544 | 23378 | 23378 | 1982 | 2020 | other | FALSE
61820 | N | . | IKEA New Haven Rooftop PV & Fuel Cell | IKEA Property Inc | 57389 | CT | NEW | NPCC |  | 441 | 4 | Commercial NAICS Non-Cogen | PV | SUN | SUN | ISNE | A |  | 0 | 0 | 0 | 0 | 0 | 0 | 0 | 0 | 0 | 0 | 0 | 0 | 0 | 0 | 0 | 0 | 0 | 0 | 0 | 0 | 0 | 0 | 0 | 0 | 0 | 0 | 0 | 0 | 0 | 0 | 0 | 0 | 0 | 0 | 0 | 0 | 206 | 242 | 345 | 325 | 455 | 433 | 430 | 395 | 361 | 257 | 215 | 150 | 206 | 242 | 345 | 325 | 455 | 433 | 430 | 395 | 361 | 257 | 215 | 150 | 23.478 | 27.602 | 39.359 | 37.037 | 51.944 | 49.404 | 49.025 | 45.048 | 41.172 | 29.279 | 24.563 | 17.089 | 0 | 0 | 3814 | 3814 | 435 | 2020 | solar PV | FALSE
61821 | N | . | IKEA Jacksonville Rooftop PV System | IKEA Property Inc | 57389 | FL | SAT | SERC |  | 441 | 4 | Commercial NAICS Non-Cogen | PV | SUN | SUN | JEA | A |  | 0 | 0 | 0 | 0 | 0 | 0 | 0 | 0 | 0 | 0 | 0 | 0 | 0 | 0 | 0 | 0 | 0 | 0 | 0 | 0 | 0 | 0 | 0 | 0 | 0 | 0 | 0 | 0 | 0 | 0 | 0 | 0 | 0 | 0 | 0 | 0 | 1366 | 1479 | 1971 | 1786 | 2107 | 1819 | 1865 | 1779 | 1541 | 1504 | 1316 | 1431 | 1366 | 1479 | 1971 | 1786 | 2107 | 1819 | 1865 | 1779 | 1541 | 1504 | 1316 | 1431 | 155.798 | 168.664 | 224.809 | 203.703 | 240.316 | 207.454 | 212.7 | 202.952 | 175.754 | 171.523 | 150.053 | 163.274 | 0 | 0 | 19964 | 19964 | 2277 | 2020 | solar PV | FALSE
61822 | Y | . | Princeton Energy Center, LLC | Princeton Energy Center LLC | 61440 | NJ | MAT | RFC |  | 622 | 5 | Commercial NAICS Cogen | GT | NG | NG | PJM | A | mcf | 17472 | 15317 | 15544 | 14129 | 11938 | 19840 | 30255 | 26500 | 16759 | 18485 | 16237 | 11793 | 17472 | 15317 | 15544 | 14129 | 11938 | 19840 | 30255 | 26500 | 16759 | 18485 | 16237 | 11793 | 1.033 | 1.033 | 1.033 | 1.033 | 1.033 | 1.033 | 1.033 | 1.033 | 1.033 | 1.033 | 1.033 | 1.033 | 18049 | 15822 | 16057 | 14595 | 12332 | 20495 | 31253 | 27375 | 17312 | 19095 | 16773 | 12182 | 18049 | 15822 | 16057 | 14595 | 12332 | 20495 | 31253 | 27375 | 17312 | 19095 | 16773 | 12182 | 1670.841 | 1464.979 | 1486.659 | 1351.357 | 1141.753 | 1897.552 | 2893.592 | 2534.518 | 1602.887 | 1767.943 | 1552.977 | 1127.942 | 214269 | 214269 | 221340 | 221340 | 20493 | 2020 | natural gas peaker | FALSE
61822 | Y | . | Princeton Energy Center, LLC | Princeton Energy Center LLC | 61440 | NJ | MAT | RFC |  | 622 | 5 | Commercial NAICS Cogen | IC | DFO | DFO | PJM | A | barrels | 0 | 0 | 0 | 0 | 0 | 0 | 0 | 0 | 0 | 0 | 0 | 0 | 0 | 0 | 0 | 0 | 0 | 0 | 0 | 0 | 0 | 0 | 0 | 0 | 0 | 0 | 0 | 0 | 0 | 0 | 0 | 0 | 0 | 0 | 0 | 0 | 0 | 0 | 0 | 0 | 0 | 0 | 0 | 0 | 0 | 0 | 0 | 0 | 0 | 0 | 0 | 0 | 0 | 0 | 0 | 0 | 0 | 0 | 0 | 0 | 0 | 0 | 0 | 0 | 0 | 0 | 0 | 0 | 0 | 0 | 0 | 0 | 0 | 0 | 0 | 0 | 0 | 2020 | petroleum | FALSE
61822 | Y | . | Princeton Energy Center, LLC | Princeton Energy Center LLC | 61440 | NJ | MAT | RFC |  | 622 | 5 | Commercial NAICS Cogen | PV | SUN | SUN | PJM | A |  | 0 | 0 | 0 | 0 | 0 | 0 | 0 | 0 | 0 | 0 | 0 | 0 | 0 | 0 | 0 | 0 | 0 | 0 | 0 | 0 | 0 | 0 | 0 | 0 | 0 | 0 | 0 | 0 | 0 | 0 | 0 | 0 | 0 | 0 | 0 | 0 | 106 | 119 | 171 | 178 | 233 | 244 | 230 | 199 | 183 | 132 | 121 | 84 | 106 | 119 | 171 | 178 | 233 | 244 | 230 | 199 | 183 | 132 | 121 | 84 | 12.116 | 13.612 | 19.496 | 20.273 | 26.532 | 27.852 | 26.232 | 22.665 | 20.826 | 15.039 | 13.8 | 9.557 | 0 | 0 | 2000 | 2000 | 228 | 2020 | solar PV | FALSE
61824 | N | . | RPUWD Scheuer Well Solar Project | Goldman Sachs Renewable Power Group | 61944 | CA | PACC | WECC |  | 22 | 2 | NAICS-22 Non-Cogen | PV | SUN | SUN | CISO | A |  | 0 | 0 | 0 | 0 | 0 | 0 | 0 | 0 | 0 | 0 | 0 | 0 | 0 | 0 | 0 | 0 | 0 | 0 | 0 | 0 | 0 | 0 | 0 | 0 | 0 | 0 | 0 | 0 | 0 | 0 | 0 | 0 | 0 | 0 | 0 | 0 | 1437 | 1948 | 1906 | 2402 | 3144 | 3131 | 3536 | 2929 | 2300 | 2126 | 1681 | 1331 | 1437 | 1948 | 1906 | 2402 | 3144 | 3131 | 3536 | 2929 | 2300 | 2126 | 1681 | 1331 | 163.894 | 222.167 | 217.404 | 273.99 | 358.585 | 357.079 | 403.326 | 334.145 | 262.37 | 242.515 | 191.726 | 151.799 | 0 | 0 | 27871 | 27871 | 3179 | 2020 | solar PV | TRUE
61825 | N | . | Dignity - Siena Campus | Goldman Sachs Renewable Power Group | 61944 | NV | MTN | WECC |  | 22 | 2 | NAICS-22 Non-Cogen | PV | SUN | SUN | NEVP | A |  | 0 | 0 | 0 | 0 | 0 | 0 | 0 | 0 | 0 | 0 | 0 | 0 | 0 | 0 | 0 | 0 | 0 | 0 | 0 | 0 | 0 | 0 | 0 | 0 | 0 | 0 | 0 | 0 | 0 | 0 | 0 | 0 | 0 | 0 | 0 | 0 | 1461 | 1845 | 1970 | 2323 | 2602 | 2792 | 2900 | 2604 | 2270 | 2058 | 1529 | 1263 | 1461 | 1845 | 1970 | 2323 | 2602 | 2792 | 2900 | 2604 | 2270 | 2058 | 1529 | 1263 | 166.656 | 210.41 | 224.75 | 265.003 | 296.838 | 318.425 | 330.82 | 296.971 | 258.967 | 234.705 | 174.424 | 144.031 | 0 | 0 | 25617 | 25617 | 2922 | 2020 | solar PV | TRUE
61826 | N | . | O'Fallon Renewable Energy Center | Ameren Missouri | 59495 | MO | WNC | SERC |  | 22 | 1 | Electric Utility | PV | SUN | SUN | MISO | A |  | 0 | 0 | 0 | 0 | 0 | 0 | 0 | 0 | 0 | 0 | 0 | 0 | 0 | 0 | 0 | 0 | 0 | 0 | 0 | 0 | 0 | 0 | 0 | 0 | 0 | 0 | 0 | 0 | 0 | 0 | 0 | 0 | 0 | 0 | 0 | 0 | 2362 | 3547 | 4085 | 4772 | 4437 | 5704 | 5533 | 5695 | 4931 | 3899 | 3666 | 3209 | 2362 | 3547 | 4085 | 4772 | 4437 | 5704 | 5533 | 5695 | 4931 | 3899 | 3666 | 3209 | 269.417 | 404.574 | 465.927 | 544.322 | 506.088 | 650.578 | 631.165 | 649.541 | 562.402 | 444.735 | 418.208 | 366.043 | 0 | 0 | 51840 | 51840 | 5913 | 2020 | solar PV | TRUE
61827 | N | . | Dayton Cutoff Solar | SP Solar 7, LLC | 61451 | OR | PACC | WECC |  | 22 | 2 | NAICS-22 Non-Cogen | PV | SUN | SUN | PGE | A |  | 0 | 0 | 0 | 0 | 0 | 0 | 0 | 0 | 0 | 0 | 0 | 0 | 0 | 0 | 0 | 0 | 0 | 0 | 0 | 0 | 0 | 0 | 0 | 0 | 0 | 0 | 0 | 0 | 0 | 0 | 0 | 0 | 0 | 0 | 0 | 0 | 1061 | 2753 | 3158 | 4615 | 4552 | 5122 | 5591 | 4807 | 3694 | 3237 | 1601 | 1312 | 1061 | 2753 | 3158 | 4615 | 4552 | 5122 | 5591 | 4807 | 3694 | 3237 | 1601 | 1312 | 121.005 | 313.989 | 360.206 | 526.37 | 519.165 | 584.255 | 637.781 | 548.31 | 421.367 | 369.251 | 182.622 | 149.679 | 0 | 0 | 41503 | 41503 | 4734 | 2020 | solar PV | TRUE
61828 | N | . | Valley Creek Solar | SP Solar 8, LLC | 61450 | OR | PACC | WECC |  | 22 | 2 | NAICS-22 Non-Cogen | PV | SUN | SUN | PGE | A |  | 0 | 0 | 0 | 0 | 0 | 0 | 0 | 0 | 0 | 0 | 0 | 0 | 0 | 0 | 0 | 0 | 0 | 0 | 0 | 0 | 0 | 0 | 0 | 0 | 0 | 0 | 0 | 0 | 0 | 0 | 0 | 0 | 0 | 0 | 0 | 0 | 1142 | 2964 | 3401 | 4970 | 4901 | 5516 | 6021 | 5177 | 3978 | 3486 | 1724 | 1413 | 1142 | 2964 | 3401 | 4970 | 4901 | 5516 | 6021 | 5177 | 3978 | 3486 | 1724 | 1413 | 130.308 | 338.132 | 387.903 | 566.843 | 559.084 | 629.179 | 686.82 | 590.47 | 453.766 | 397.643 | 196.664 | 161.188 | 0 | 0 | 44693 | 44693 | 5098 | 2020 | solar PV | TRUE
61829 | N | . | Silverton Solar | Silverton Solar, LLC | 61449 | OR | PACC | WECC |  | 22 | 2 | NAICS-22 Non-Cogen | PV | SUN | SUN | PGE | A |  | 0 | 0 | 0 | 0 | 0 | 0 | 0 | 0 | 0 | 0 | 0 | 0 | 0 | 0 | 0 | 0 | 0 | 0 | 0 | 0 | 0 | 0 | 0 | 0 | 0 | 0 | 0 | 0 | 0 | 0 | 0 | 0 | 0 | 0 | 0 | 0 | 988 | 2565 | 2942 | 4300 | 4241 | 4773 | 5210 | 4479 | 3442 | 3016 | 1492 | 1223 | 988 | 2565 | 2942 | 4300 | 4241 | 4773 | 5210 | 4479 | 3442 | 3016 | 1492 | 1223 | 112.747 | 292.566 | 335.629 | 490.456 | 483.743 | 544.391 | 594.265 | 510.899 | 392.618 | 344.057 | 170.162 | 139.467 | 0 | 0 | 38671 | 38671 | 4411 | 2020 | solar PV | TRUE
61830 | N | . | Sheep Solar | Sheep Solar, LLC | 61448 | OR | PACC | WECC |  | 22 | 2 | NAICS-22 Non-Cogen | PV | SUN | SUN | PGE | A |  | 0 | 0 | 0 | 0 | 0 | 0 | 0 | 0 | 0 | 0 | 0 | 0 | 0 | 0 | 0 | 0 | 0 | 0 | 0 | 0 | 0 | 0 | 0 | 0 | 0 | 0 | 0 | 0 | 0 | 0 | 0 | 0 | 0 | 0 | 0 | 0 | 860 | 2231 | 2560 | 3740 | 3689 | 4152 | 4532 | 3896 | 2994 | 2624 | 1298 | 1064 | 860 | 2231 | 2560 | 3740 | 3689 | 4152 | 4532 | 3896 | 2994 | 2624 | 1298 | 1064 | 98.076 | 254.495 | 291.954 | 426.633 | 420.794 | 473.55 | 516.934 | 444.416 | 341.526 | 299.285 | 148.019 | 121.318 | 0 | 0 | 33640 | 33640 | 3837 | 2020 | solar PV | TRUE
61831 | N | . | Colton Solar | SP Solar 6, LLC | 61445 | OR | PACC | WECC |  | 22 | 2 | NAICS-22 Non-Cogen | PV | SUN | SUN | PGE | A |  | 0 | 0 | 0 | 0 | 0 | 0 | 0 | 0 | 0 | 0 | 0 | 0 | 0 | 0 | 0 | 0 | 0 | 0 | 0 | 0 | 0 | 0 | 0 | 0 | 0 | 0 | 0 | 0 | 0 | 0 | 0 | 0 | 0 | 0 | 0 | 0 | 828 | 2149 | 2466 | 3603 | 3554 | 3999 | 4365 | 3753 | 2884 | 2527 | 1250 | 1025 | 828 | 2149 | 2466 | 3603 | 3554 | 3999 | 4365 | 3753 | 2884 | 2527 | 1250 | 1025 | 94.473 | 245.143 | 281.226 | 410.955 | 405.33 | 456.148 | 497.938 | 428.085 | 328.976 | 288.287 | 142.579 | 116.86 | 0 | 0 | 32403 | 32403 | 3696 | 2020 | solar PV | TRUE
61832 | N | . | Interstate Solar | SP Solar 1, LLC | 61447 | OR | PACC | WECC |  | 22 | 2 | NAICS-22 Non-Cogen | PV | SUN | SUN | PGE | A |  | 0 | 0 | 0 | 0 | 0 | 0 | 0 | 0 | 0 | 0 | 0 | 0 | 0 | 0 | 0 | 0 | 0 | 0 | 0 | 0 | 0 | 0 | 0 | 0 | 0 | 0 | 0 | 0 | 0 | 0 | 0 | 0 | 0 | 0 | 0 | 0 | 1123 | 2915 | 3344 | 4887 | 4820 | 5424 | 5921 | 5090 | 3912 | 3428 | 1695 | 1390 | 1123 | 2915 | 3344 | 4887 | 4820 | 5424 | 5921 | 5090 | 3912 | 3428 | 1695 | 1390 | 128.135 | 332.494 | 381.435 | 557.392 | 549.762 | 618.688 | 675.369 | 580.625 | 446.201 | 391.013 | 193.385 | 158.501 | 0 | 0 | 43949 | 43949 | 5013 | 2020 | solar PV | TRUE
61833 | N | . | Freedom Solar | Freedom Solar, LLC | 61446 | SC | SAT | SERC |  | 22 | 2 | NAICS-22 Non-Cogen | PV | SUN | SUN | DUK | A |  | 0 | 0 | 0 | 0 | 0 | 0 | 0 | 0 | 0 | 0 | 0 | 0 | 0 | 0 | 0 | 0 | 0 | 0 | 0 | 0 | 0 | 0 | 0 | 0 | 0 | 0 | 0 | 0 | 0 | 0 | 0 | 0 | 0 | 0 | 0 | 0 | 5237 | 5521 | 7053 | 8996 | 9957 | 8725 | 9912 | 8317 | 7041 | 6968 | 5520 | 5218 | 5237 | 5521 | 7053 | 8996 | 9957 | 8725 | 9912 | 8317 | 7041 | 6968 | 5520 | 5218 | 597.407 | 629.777 | 804.546 | 1026.116 | 1135.712 | 995.258 | 1130.645 | 948.679 | 803.146 | 794.809 | 629.69 | 595.215 | 0 | 0 | 88465 | 88465 | 10091 | 2020 | solar PV | TRUE
61834 | N | . | Soboba Community Solar Project | Soboba Band of Luiseno Indians | 61453 | CA | PACC | WECC |  | 22 | 1 | Electric Utility | PV | SUN | SUN | CISO | A |  | 0 | 0 | 0 | 0 | 0 | 0 | 0 | 0 | 0 | 0 | 0 | 0 | 0 | 0 | 0 | 0 | 0 | 0 | 0 | 0 | 0 | 0 | 0 | 0 | 0 | 0 | 0 | 0 | 0 | 0 | 0 | 0 | 0 | 0 | 0 | 0 | 1703 | 2309 | 2259 | 2847 | 3726 | 3711 | 4191 | 3472 | 2726 | 2520 | 1992 | 1577 | 1703 | 2309 | 2259 | 2847 | 3726 | 3711 | 4191 | 3472 | 2726 | 2520 | 1992 | 1577 | 194.26 | 263.33 | 257.684 | 324.755 | 425.023 | 423.238 | 478.054 | 396.054 | 310.981 | 287.448 | 227.249 | 179.924 | 0 | 0 | 33033 | 33033 | 3768 | 2020 | solar PV | TRUE
61835 | N | . | Grand Ronde Solar | NorWest Energy 14, LLC | 61454 | OR | PACC | WECC |  | 22 | 2 | NAICS-22 Non-Cogen | PV | SUN | SUN | PGE | A |  | 0 | 0 | 0 | 0 | 0 | 0 | 0 | 0 | 0 | 0 | 0 | 0 | 0 | 0 | 0 | 0 | 0 | 0 | 0 | 0 | 0 | 0 | 0 | 0 | 0 | 0 | 0 | 0 | 0 | 0 | 0 | 0 | 0 | 0 | 0 | 0 | 1206 | 3131 | 3592 | 5248 | 5176 | 5825 | 6359 | 5467 | 4201 | 3682 | 1821 | 1492 | 1206 | 3131 | 3592 | 5248 | 5176 | 5825 | 6359 | 5467 | 4201 | 3682 | 1821 | 1492 | 137.617 | 357.102 | 409.664 | 598.643 | 590.449 | 664.476 | 725.351 | 623.596 | 479.223 | 419.951 | 207.697 | 170.231 | 0 | 0 | 47200 | 47200 | 5384 | 2020 | solar PV | TRUE
61836 | N | . | Minco Wind IV, LLC | Minco Wind IV, LLC | 61458 | OK | WSC | MRO |  | 22 | 2 | NAICS-22 Non-Cogen | WT | WND | WND | SWPP | M |  | 0 | 0 | 0 | 0 | 0 | 0 | 0 | 0 | 0 | 0 | 0 | 0 | 0 | 0 | 0 | 0 | 0 | 0 | 0 | 0 | 0 | 0 | 0 | 0 | 0 | 0 | 0 | 0 | 0 | 0 | 0 | 0 | 0 | 0 | 0 | 0 | 470823 | 453324 | 419448 | 475610 | 376525 | 526669 | 335697 | 337477 | 305039 | 404544 | 286628 | 439148 | 470823 | 453324 | 419448 | 475610 | 376525 | 526669 | 335697 | 337477 | 305039 | 404544 | 286628 | 439148 | 53704 | 51708 | 47844 | 54250 | 42948 | 60074 | 38291 | 38494 | 34794 | 46144 | 32694 | 50091 | 0 | 0 | 4830932 | 4830932 | 551036 | 2020 | onshore wind | TRUE
61838 | Y | . | Cleveland Thermal | Cleveland Thermal, LLC | 61457 | OH | ENC | RFC |  | 22133 | 5 | Commercial NAICS Cogen | ST | NG | NG | PJM | A | mcf | 100692 | 93136 | 95945 | 82554 | 78080 | 82381 | 100384 | 97432 | 85902 | 63067 | 81351 | 97973 | 2689 | 2487 | 2562 | 2205 | 2085 | 2200 | 2681 | 2602 | 2294 | 1684 | 2172 | 2616 | 1.105 | 1.105 | 1.105 | 1.105 | 1.105 | 1.105 | 1.105 | 1.105 | 1.105 | 1.105 | 1.105 | 1.105 | 111265 | 102915 | 106019 | 91222 | 86278 | 91031 | 110924 | 107662 | 94922 | 69689 | 89893 | 108260 | 2971 | 2748 | 2831 | 2436 | 2304 | 2431 | 2962 | 2875 | 2535 | 1861 | 2400 | 2891 | 261.216 | 241.615 | 248.901 | 214.162 | 202.556 | 213.713 | 260.418 | 252.76 | 222.847 | 163.608 | 211.042 | 254.162 | 1058897 | 28277 | 1170080 | 31245 | 2747 | 2020 | natural gas nonpeaker - preexisting retiring | FALSE
61839 | N | . | FECC Solar Benton | Today's Power, Inc. | 61204 | AR | WSC | SERC |  | 22 | 2 | NAICS-22 Non-Cogen | PV | SUN | SUN | MISO | M |  | 0 | 0 | 0 | 0 | 0 | 0 | 0 | 0 | 0 | 0 | 0 | 0 | 0 | 0 | 0 | 0 | 0 | 0 | 0 | 0 | 0 | 0 | 0 | 0 | 0 | 0 | 0 | 0 | 0 | 0 | 0 | 0 | 0 | 0 | 0 | 0 | 508 | 684 | 789 | 1148 | 1350 | 1394 | 1411 | 1376 | 1052 | 885 | 710 | 587 | 508 | 684 | 789 | 1148 | 1350 | 1394 | 1411 | 1376 | 1052 | 885 | 710 | 587 | 58 | 78 | 90 | 131 | 154 | 159 | 161 | 157 | 120 | 101 | 81 | 67 | 0 | 0 | 11894 | 11894 | 1357 | 2020 | solar PV | TRUE
61840 | N | . | Hope Farm Solar, LLC | Hope Farm Solar, LLC | 61456 | RI | NEW | NPCC |  | 22 | 2 | NAICS-22 Non-Cogen | PV | SUN | SUN | ISNE | A |  | 0 | 0 | 0 | 0 | 0 | 0 | 0 | 0 | 0 | 0 | 0 | 0 | 0 | 0 | 0 | 0 | 0 | 0 | 0 | 0 | 0 | 0 | 0 | 0 | 0 | 0 | 0 | 0 | 0 | 0 | 0 | 0 | 0 | 0 | 0 | 0 | 6013 | 8268 | 13268 | 13166 | 18598 | 17861 | 17873 | 15518 | 14078 | 9911 | 7451 | 4657 | 6013 | 8268 | 13268 | 13166 | 18598 | 17861 | 17873 | 15518 | 14078 | 9911 | 7451 | 4657 | 685.921 | 943.125 | 1513.374 | 1501.764 | 2121.341 | 2037.244 | 2038.719 | 1770.088 | 1605.826 | 1130.546 | 849.876 | 531.176 | 0 | 0 | 146662 | 146662 | 16729 | 2020 | solar PV | TRUE
61842 | N | . | Sun Farm VI, LLC | Greenbacker Renewable Energy Corporation | 60025 | NC | SAT | SERC |  | 22 | 2 | NAICS-22 Non-Cogen | PV | SUN | SUN | PJM | A |  | 0 | 0 | 0 | 0 | 0 | 0 | 0 | 0 | 0 | 0 | 0 | 0 | 0 | 0 | 0 | 0 | 0 | 0 | 0 | 0 | 0 | 0 | 0 | 0 | 0 | 0 | 0 | 0 | 0 | 0 | 0 | 0 | 0 | 0 | 0 | 0 | 5078 | 5219 | 6676 | 9067 | 9074 | 8828 | 9875 | 7929 | 6715 | 6808 | 5694 | 4812 | 5078 | 5219 | 6676 | 9067 | 9074 | 8828 | 9875 | 7929 | 6715 | 6808 | 5694 | 4812 | 579.245 | 595.291 | 761.436 | 1034.229 | 1035.051 | 1006.976 | 1126.379 | 904.436 | 765.983 | 776.573 | 649.497 | 548.904 | 0 | 0 | 85775 | 85775 | 9784 | 2020 | solar PV | TRUE
61843 | N | . | SeaWorld Aquatica | Onyx Asset Services Group | 60584 | CA | PACC | WECC |  | 22 | 2 | NAICS-22 Non-Cogen | PV | SUN | SUN | CISO | A |  | 0 | 0 | 0 | 0 | 0 | 0 | 0 | 0 | 0 | 0 | 0 | 0 | 0 | 0 | 0 | 0 | 0 | 0 | 0 | 0 | 0 | 0 | 0 | 0 | 0 | 0 | 0 | 0 | 0 | 0 | 0 | 0 | 0 | 0 | 0 | 0 | 876 | 1188 | 1163 | 1465 | 1917 | 1909 | 2157 | 1787 | 1403 | 1297 | 1025 | 812 | 876 | 1188 | 1163 | 1465 | 1917 | 1909 | 2157 | 1787 | 1403 | 1297 | 1025 | 812 | 99.966 | 135.509 | 132.603 | 167.118 | 218.715 | 217.797 | 246.005 | 203.808 | 160.03 | 147.92 | 116.941 | 92.588 | 0 | 0 | 16999 | 16999 | 1939 | 2020 | solar PV | TRUE
61844 | N | . | Brush Solar Center | Adapture Renewables, Inc. | 60496 | OR | PACC | WECC |  | 22 | 2 | NAICS-22 Non-Cogen | PV | SUN | SUN | IPCO | A |  | 0 | 0 | 0 | 0 | 0 | 0 | 0 | 0 | 0 | 0 | 0 | 0 | 0 | 0 | 0 | 0 | 0 | 0 | 0 | 0 | 0 | 0 | 0 | 0 | 0 | 0 | 0 | 0 | 0 | 0 | 0 | 0 | 0 | 0 | 0 | 0 | 1358 | 3523 | 4041 | 5905 | 5824 | 6555 | 7155 | 6151 | 4727 | 4143 | 2049 | 1679 | 1358 | 3523 | 4041 | 5905 | 5824 | 6555 | 7155 | 6151 | 4727 | 4143 | 2049 | 1679 | 154.845 | 401.806 | 460.948 | 673.584 | 664.365 | 747.659 | 816.155 | 701.661 | 539.215 | 472.523 | 233.698 | 191.541 | 0 | 0 | 53110 | 53110 | 6058 | 2020 | solar PV | TRUE
61846 | Y | . | Tulare BioMAT Fuel Cell | Central CA Fuel Cell 2, LLC | 61467 | CA | PACC | WECC |  | 22 | 3 | NAICS-22 Cogen | FC | NG | NG | CISO | A | mcf | 946 | 836 | 929 | 657 | 617 | 869 | 1215 | 1511 | 1316 | 1367 | 1092 | 1210 | 946 | 836 | 929 | 657 | 617 | 869 | 1215 | 1511 | 1316 | 1367 | 1092 | 1210 | 0.903 | 0.903 | 0.903 | 0.903 | 0.903 | 0.903 | 0.903 | 0.903 | 0.903 | 0.903 | 0.903 | 0.903 | 854 | 755 | 839 | 593 | 557 | 785 | 1097 | 1364 | 1188 | 1234 | 986 | 1093 | 854 | 755 | 839 | 593 | 557 | 785 | 1097 | 1364 | 1188 | 1234 | 986 | 1093 | 108.717 | 96.009 | 106.576 | 75.371 | 70.869 | 99.692 | 139.458 | 173.426 | 151.027 | 156.846 | 125.283 | 138.868 | 12565 | 12565 | 11345 | 11345 | 1442.142 | 2020 | other | TRUE
61846 | Y | . | Tulare BioMAT Fuel Cell | Central CA Fuel Cell 2, LLC | 61467 | CA | PACC | WECC |  | 22 | 3 | NAICS-22 Cogen | FC | OBG | ORW | CISO | A | Mcf | 15482 | 13927 | 14675 | 13735 | 14590 | 13447 | 15103 | 14420 | 14303 | 13765 | 13858 | 12377 | 15481 | 13927 | 14675 | 13735 | 14590 | 13447 | 15103 | 14420 | 14303 | 13764 | 13858 | 12376 | 0.675 | 0.675 | 0.675 | 0.675 | 0.675 | 0.675 | 0.675 | 0.675 | 0.675 | 0.675 | 0.675 | 0.675 | 10450 | 9401 | 9906 | 9271 | 9848 | 9077 | 10195 | 9734 | 9655 | 9291 | 9354 | 8354 | 10450 | 9401 | 9906 | 9271 | 9848 | 9077 | 10195 | 9734 | 9655 | 9291 | 9354 | 8354 | 1328.364 | 1194.885 | 1259.059 | 1178.364 | 1251.752 | 1153.711 | 1295.754 | 1237.128 | 1227.089 | 1180.959 | 1188.919 | 1061.874 | 169682 | 169679 | 114536 | 114536 | 14557.858 | 2020 | biomass | TRUE
61847 | N | . | Broadalbin | Onyx Asset Services Group | 60584 | NY | MAT | NPCC |  | 22 | 2 | NAICS-22 Non-Cogen | PV | SUN | SUN | NYIS | A |  | 0 | 0 | 0 | 0 | 0 | 0 | 0 | 0 | 0 | 0 | 0 | 0 | 0 | 0 | 0 | 0 | 0 | 0 | 0 | 0 | 0 | 0 | 0 | 0 | 0 | 0 | 0 | 0 | 0 | 0 | 0 | 0 | 0 | 0 | 0 | 0 | 1626 | 1815 | 2625 | 2632 | 3456 | 3475 | 3305 | 2806 | 2759 | 1959 | 1804 | 1220 | 1626 | 1815 | 2625 | 2632 | 3456 | 3475 | 3305 | 2806 | 2759 | 1959 | 1804 | 1220 | 185.472 | 207.072 | 299.408 | 300.227 | 394.256 | 396.34 | 376.954 | 320.06 | 314.757 | 223.463 | 205.789 | 139.202 | 0 | 0 | 29482 | 29482 | 3363 | 2020 | solar PV | TRUE
61848 | N | . | PYCO Industries, Inc. Wind Farm | PYCO Industries, Inc. | 61470 | TX | WSC | MRO |  | 311 | 6 | Industrial NAICS Non-Cogen | WT | WND | WND | SWPP | A |  | 0 | 0 | 0 | 0 | 0 | 0 | 0 | 0 | 0 | 0 | 0 | 0 | 0 | 0 | 0 | 0 | 0 | 0 | 0 | 0 | 0 | 0 | 0 | 0 | 0 | 0 | 0 | 0 | 0 | 0 | 0 | 0 | 0 | 0 | 0 | 0 | 5951 | 5761 | 5735 | 5775 | 6020 | 6335 | 5214 | 4787 | 3894 | 5490 | 5569 | 5932 | 5951 | 5761 | 5735 | 5775 | 6020 | 6335 | 5214 | 4787 | 3894 | 5490 | 5569 | 5932 | 678.818 | 657.159 | 654.204 | 658.668 | 686.617 | 722.573 | 594.761 | 546.038 | 444.195 | 626.158 | 635.237 | 676.572 | 0 | 0 | 66463 | 66463 | 7581 | 2020 | onshore wind | FALSE
61849 | N | . | Danville | Terraform Arcadia | 63249 | VA | SAT | SERC |  | 22 | 2 | NAICS-22 Non-Cogen | PV | SUN | SUN | PJM | A |  | 0 | 0 | 0 | 0 | 0 | 0 | 0 | 0 | 0 | 0 | 0 | 0 | 0 | 0 | 0 | 0 | 0 | 0 | 0 | 0 | 0 | 0 | 0 | 0 | 0 | 0 | 0 | 0 | 0 | 0 | 0 | 0 | 0 | 0 | 0 | 0 | 0 | 0 | 0 | 0 | 0 | 0 | 0 | 0 | 0 | 0 | 0 | 0 | 0 | 0 | 0 | 0 | 0 | 0 | 0 | 0 | 0 | 0 | 0 | 0 | 0 | 0 | 0 | 0 | 0 | 0 | 0 | 0 | 0 | 0 | 0 | 0 | 0 | 0 | 0 | 0 | 0 | 2020 | solar PV | TRUE
61850 | N | . | Amana Society Service Company | Amana Society Service Co | 471 | IA | WNC | MRO |  | 22 | 2 | NAICS-22 Non-Cogen | IC | DFO | DFO | MISO | A | barrels | 228 | 238 | 203 | 230 | 266 | 320 | 163 | 265 | 203 | 253 | 340 | 271 | 228 | 238 | 203 | 230 | 266 | 320 | 163 | 265 | 203 | 253 | 340 | 271 | 5.56 | 5.56 | 5.56 | 5.56 | 5.56 | 5.56 | 5.56 | 5.56 | 5.56 | 5.56 | 5.56 | 5.56 | 1268 | 1323 | 1129 | 1279 | 1479 | 1779 | 906 | 1473 | 1129 | 1407 | 1890 | 1507 | 1268 | 1323 | 1129 | 1279 | 1479 | 1779 | 906 | 1473 | 1129 | 1407 | 1890 | 1507 | 127.084 | 132.128 | 112.89 | 128.026 | 147.549 | 177.869 | 90.752 | 147.113 | 112.674 | 140.578 | 188.815 | 150.522 | 2980 | 2980 | 16569 | 16569 | 1656 | 2020 | petroleum | TRUE
61851 | N | . | Campbell Industrial Park BESS | Hawaiian Electric Co Inc | 19547 | HI | PACN |  |  | 22 | 1 | Electric Utility | BA | MWH | OTH | HECO | A | megawatthours | 0 | 0 | 0 | 0 | 0 | 0 | 0 | 0 | 0 | 0 | 0 | 0 | 0 | 0 | 0 | 0 | 0 | 0 | 0 | 0 | 0 | 0 | 0 | 0 | 0 | 0 | 0 | 0 | 0 | 0 | 0 | 0 | 0 | 0 | 0 | 0 | 0 | 0 | 0 | 0 | 0 | 0 | 0 | 0 | 0 | 0 | 0 | 0 | 0 | 0 | 0 | 0 | 0 | 0 | 0 | 0 | 0 | 0 | 0 | 0 | 0 | 0 | 0 | 0 | 0 | 0 | 0 | 0 | 0 | 0 | 0 | 0 | 0 | 0 | 0 | 0 | 0 | 2020 | other | TRUE
61853 | N | . | Jordanelle Dam Hydroelectric Project | Central Utah Water Conservancy District | 61476 | UT | MTN | WECC |  | 22 | 1 | Electric Utility | HY | WAT | HYC | PACE | A |  | 0 | 0 | 0 | 0 | 0 | 0 | 0 | 0 | 0 | 0 | 0 | 0 | 0 | 0 | 0 | 0 | 0 | 0 | 0 | 0 | 0 | 0 | 0 | 0 | 0 | 0 | 0 | 0 | 0 | 0 | 0 | 0 | 0 | 0 | 0 | 0 | 30541 | 32168 | 33466 | 37650 | 42827 | 41717 | 42269 | 42556 | 30912 | 33818 | 32965 | 30613 | 30541 | 32168 | 33466 | 37650 | 42827 | 41717 | 42269 | 42556 | 30912 | 33818 | 32965 | 30613 | 3483.674 | 3669.174 | 3817.3 | 4294.504 | 4885.041 | 4758.416 | 4821.409 | 4854.124 | 3525.95 | 3857.43 | 3760.111 | 3491.867 | 0 | 0 | 431502 | 431502 | 49219 | 2020 | hydro | TRUE
61854 | N | . | Baker City Solar | Adapture Renewables, Inc. | 60496 | OR | PACC | WECC |  | 22 | 2 | NAICS-22 Non-Cogen | PV | SUN | SUN | IPCO | A |  | . | 0 | 0 | 0 | 0 | 0 | 0 | 0 | 0 | 0 | 0 | 0 | . | 0 | 0 | 0 | 0 | 0 | 0 | 0 | 0 | 0 | 0 | 0 | . | 0 | 0 | 0 | 0 | 0 | 0 | 0 | 0 | 0 | 0 | 0 | . | 18419 | 21131 | 30878 | 30456 | 34274 | 37414 | 32165 | 24719 | 21661 | 10713 | 8781 | . | 18419 | 21131 | 30878 | 30456 | 34274 | 37414 | 32165 | 24719 | 21661 | 10713 | 8781 | . | 2101 | 2410.252 | 3522.105 | 3473.897 | 3909.433 | 4267.591 | 3668.914 | 2819.501 | 2470.775 | 1221.982 | 1001.55 | 0 | 0 | 270611 | 270611 | 30867 | 2020 | solar PV | TRUE
61855 | N | . | Morgan Solar Center | Adapture Renewables, Inc. | 60496 | OR | PACC | WECC |  | 22 | 2 | NAICS-22 Non-Cogen | PV | SUN | SUN | IPCO | A |  | . | . | . | . | 0 | 0 | 0 | 0 | 0 | 0 | 0 | 0 | . | . | . | . | 0 | 0 | 0 | 0 | 0 | 0 | 0 | 0 | . | . | . | . | 0 | 0 | 0 | 0 | 0 | 0 | 0 | 0 | . | . | . | . | 6898 | 7763 | 8475 | 7286 | 5599 | 4906 | 2427 | 1989 | . | . | . | . | 6898 | 7763 | 8475 | 7286 | 5599 | 4906 | 2427 | 1989 | . | . | . | . | 786.866 | 885.517 | 966.643 | 831.038 | 638.639 | 559.65 | 276.788 | 226.859 | 0 | 0 | 45343 | 45343 | 5172 | 2020 | solar PV | TRUE
61856 | N | . | Vale Solar Center | Adapture Renewables, Inc. | 60496 | OR | PACC | WECC |  | 22 | 2 | NAICS-22 Non-Cogen | PV | SUN | SUN | IPCO | A |  | . | . | . | . | . | . | . | 0 | 0 | 0 | 0 | 0 | . | . | . | . | . | . | . | 0 | 0 | 0 | 0 | 0 | . | . | . | . | . | . | . | 0 | 0 | 0 | 0 | 0 | . | . | . | . | . | . | . | 7697 | 5915 | 5183 | 2564 | 2101 | . | . | . | . | . | . | . | 7697 | 5915 | 5183 | 2564 | 2101 | . | . | . | . | . | . | . | 877.963 | 674.7 | 591.251 | 292.417 | 239.669 | 0 | 0 | 23460 | 23460 | 2676 | 2020 | solar PV | TRUE
61857 | Y | . | Toray Plastic America's CHP Plant | Toray Plastics America | 61478 | RI | NEW | NPCC |  | 326 | 7 | Industrial NAICS Cogen | GT | DFO | DFO | ISNE | A | barrels | 0 | 0 | 0 | 0 | 0 | 0 | 0 | 0 | 0 | 0 | 0 | 0 | 0 | 0 | 0 | 0 | 0 | 0 | 0 | 0 | 0 | 0 | 0 | 0 | 0 | 0 | 0 | 0 | 0 | 0 | 0 | 0 | 0 | 0 | 0 | 0 | 0 | 0 | 0 | 0 | 0 | 0 | 0 | 0 | 0 | 0 | 0 | 0 | 0 | 0 | 0 | 0 | 0 | 0 | 0 | 0 | 0 | 0 | 0 | 0 | 0 | 0 | 0 | 0 | 0 | 0 | 0 | 0 | 0 | 0 | 0 | 0 | 0 | 0 | 0 | 0 | 0 | 2020 | petroleum | FALSE
61857 | Y | . | Toray Plastic America's CHP Plant | Toray Plastics America | 61478 | RI | NEW | NPCC |  | 326 | 7 | Industrial NAICS Cogen | GT | NG | NG | ISNE | A | mcf | 42026 | 47714 | 51537 | 55768 | 53085 | 79711 | 82864 | 79865 | 77345 | 56469 | 71244 | 48549 | 37687 | 42788 | 46216 | 50010 | 47604 | 71481 | 74309 | 71620 | 69360 | 50639 | 63888 | 43537 | 1 | 1 | 1 | 1 | 1 | 1 | 1 | 1 | 1 | 1 | 1 | 1 | 42026 | 47714 | 51537 | 55768 | 53085 | 79711 | 82864 | 79865 | 77345 | 56469 | 71244 | 48549 | 37687 | 42788 | 46216 | 50010 | 47604 | 71481 | 74309 | 71620 | 69360 | 50639 | 63888 | 43537 | 3247.368 | 3686.854 | 3982.3 | 4309.19 | 4101.906 | 6159.271 | 6402.952 | 6171.23 | 5976.48 | 4363.351 | 5505.02 | 3751.398 | 746177 | 669139 | 746177 | 669139 | 57657.32 | 2020 | natural gas peaker | FALSE
61857 | Y | . | Toray Plastic America's CHP Plant | Toray Plastics America | 61478 | RI | NEW | NPCC |  | 326 | 7 | Industrial NAICS Cogen | IC | NG | NG | ISNE | A | mcf | 41908 | 47577 | 51390 | 55608 | 52934 | 79483 | 82628 | 79637 | 77124 | 56307 | 71040 | 48410 | 41908 | 47577 | 51390 | 55608 | 52934 | 79483 | 82628 | 79637 | 77124 | 56307 | 71040 | 48410 | 1 | 1 | 1 | 1 | 1 | 1 | 1 | 1 | 1 | 1 | 1 | 1 | 41908 | 47577 | 51390 | 55608 | 52934 | 79483 | 82628 | 79637 | 77124 | 56307 | 71040 | 48410 | 41908 | 47577 | 51390 | 55608 | 52934 | 79483 | 82628 | 79637 | 77124 | 56307 | 71040 | 48410 | 4742.448 | 5384.271 | 5815.739 | 6293.128 | 5990.411 | 8994.981 | 9350.852 | 9012.446 | 8728.034 | 6372.225 | 8039.515 | 5478.53 | 744046 | 744046 | 744046 | 744046 | 84202.58 | 2020 | natural gas peaker | FALSE
61858 | N | . | Stillwater Wind, LLC | Pattern Operators LP | 56545 | MT | MTN | WECC |  | 22 | 2 | NAICS-22 Non-Cogen | WT | WND | WND | NWMT | M |  | 0 | 0 | 0 | 0 | 0 | 0 | 0 | 0 | 0 | 0 | 0 | 0 | 0 | 0 | 0 | 0 | 0 | 0 | 0 | 0 | 0 | 0 | 0 | 0 | 0 | 0 | 0 | 0 | 0 | 0 | 0 | 0 | 0 | 0 | 0 | 0 | 332602 | 270769 | 175419 | 219561 | 167774 | 186439 | 119222 | 106887 | 192374 | 248238 | 337880 | 337074 | 332602 | 270769 | 175419 | 219561 | 167774 | 186439 | 119222 | 106887 | 192374 | 248238 | 337880 | 337074 | 37938 | 30885 | 20009 | 25044 | 19137 | 21266 | 13599 | 12192 | 21943 | 28315 | 38540 | 38448 | 0 | 0 | 2694239 | 2694239 | 307316 | 2020 | onshore wind | TRUE
61860 | N | . | Ontario Solar Center | Adapture Renewables, Inc. | 60496 | OR | PACC | WECC |  | 22 | 2 | NAICS-22 Non-Cogen | PV | SUN | SUN | IPCO | A |  | . | . | . | . | 0 | 0 | 0 | 0 | 0 | 0 | 0 | 0 | . | . | . | . | 0 | 0 | 0 | 0 | 0 | 0 | 0 | 0 | . | . | . | . | 0 | 0 | 0 | 0 | 0 | 0 | 0 | 0 | . | . | . | . | 7179 | 8079 | 8819 | 7582 | 5826 | 5106 | 2525 | 2070 | . | . | . | . | 7179 | 8079 | 8819 | 7582 | 5826 | 5106 | 2525 | 2070 | . | . | . | . | 818.814 | 921.472 | 1005.892 | 864.781 | 664.57 | 582.374 | 288.027 | 236.07 | 0 | 0 | 47186 | 47186 | 5382 | 2020 | solar PV | TRUE
61861 | N | . | AES ES GILBERT | AES ES GILBERT, LLC | 61482 | AZ | MTN | WECC |  | 22 | 2 | NAICS-22 Non-Cogen | BA | MWH | OTH | SRP | M | megawatthours | 1383 | 1307 | 1371 | 1306 | 1403 | 1305 | 1324 | 1394 | 1367 | 1407 | 1355 | 1277 | 1383 | 1307 | 1371 | 1306 | 1403 | 1305 | 1324 | 1394 | 1367 | 1407 | 1355 | 1277 | 0 | 0 | 0 | 0 | 0 | 0 | 0 | 0 | 0 | 0 | 0 | 0 | 0 | 0 | 0 | 0 | 0 | 0 | 0 | 0 | 0 | 0 | 0 | 0 | 0 | 0 | 0 | 0 | 0 | 0 | 0 | 0 | 0 | 0 | 0 | 0 | -191 | -185 | -176 | -180 | -186 | -179 | -178 | -186 | -188 | -195 | -202 | -179 | 16199 | 16199 | 0 | 0 | -2225 | 2020 | other | TRUE
61862 | N | . | Dignity - San Martin | Goldman Sachs Renewable Power Group | 61944 | NV | MTN | WECC |  | 22 | 2 | NAICS-22 Non-Cogen | PV | SUN | SUN | NEVP | A |  | 0 | 0 | 0 | 0 | 0 | 0 | 0 | 0 | 0 | 0 | 0 | 0 | 0 | 0 | 0 | 0 | 0 | 0 | 0 | 0 | 0 | 0 | 0 | 0 | 0 | 0 | 0 | 0 | 0 | 0 | 0 | 0 | 0 | 0 | 0 | 0 | 1803 | 2276 | 2431 | 2866 | 3211 | 3444 | 3578 | 3212 | 2801 | 2539 | 1887 | 1558 | 1803 | 2276 | 2431 | 2866 | 3211 | 3444 | 3578 | 3212 | 2801 | 2539 | 1887 | 1558 | 205.612 | 259.592 | 277.283 | 326.946 | 366.222 | 392.855 | 408.147 | 366.386 | 319.499 | 289.566 | 215.194 | 177.698 | 0 | 0 | 31606 | 31606 | 3605 | 2020 | solar PV | TRUE
61863 | N | . | Duanesburg | Onyx Asset Services Group | 60584 | NY | MAT | NPCC |  | 22 | 2 | NAICS-22 Non-Cogen | PV | SUN | SUN | NYIS | A |  | 0 | 0 | 0 | 0 | 0 | 0 | 0 | 0 | 0 | 0 | 0 | 0 | 0 | 0 | 0 | 0 | 0 | 0 | 0 | 0 | 0 | 0 | 0 | 0 | 0 | 0 | 0 | 0 | 0 | 0 | 0 | 0 | 0 | 0 | 0 | 0 | 1596 | 1781 | 2576 | 2583 | 3392 | 3410 | 3243 | 2753 | 2708 | 1922 | 1770 | 1198 | 1596 | 1781 | 2576 | 2583 | 3392 | 3410 | 3243 | 2753 | 2708 | 1922 | 1770 | 1198 | 181.998 | 203.193 | 293.799 | 294.603 | 386.87 | 388.915 | 369.892 | 314.064 | 308.861 | 219.277 | 201.934 | 136.594 | 0 | 0 | 28932 | 28932 | 3300 | 2020 | solar PV | TRUE
61864 | N | . | Dix Solar, L.L.C | Dix Solar, L.L.C | 61483 | NJ | MAT | RFC |  | 22 | 2 | NAICS-22 Non-Cogen | PV | SUN | SUN | PJM | A |  | 0 | 0 | 0 | 0 | 0 | 0 | 0 | 0 | 0 | 0 | 0 | 0 | 0 | 0 | 0 | 0 | 0 | 0 | 0 | 0 | 0 | 0 | 0 | 0 | 0 | 0 | 0 | 0 | 0 | 0 | 0 | 0 | 0 | 0 | 0 | 0 | 9414 | 10577 | 15149 | 15753 | 20617 | 21642 | 20383 | 17612 | 16182 | 11686 | 10723 | 7426 | 9414 | 10577 | 15149 | 15753 | 20617 | 21642 | 20383 | 17612 | 16182 | 11686 | 10723 | 7426 | 1073.837 | 1206.462 | 1727.931 | 1796.858 | 2351.603 | 2468.541 | 2324.982 | 2008.868 | 1845.82 | 1332.908 | 1223.1 | 847.09 | 0 | 0 | 177164 | 177164 | 20208 | 2020 | solar PV | TRUE
61865 | N | . | Rio Bravo Windpower, LLC | Rio Bravo Windpower, LLC | 61485 | TX | WSC | TRE |  | 22 | 2 | NAICS-22 Non-Cogen | WT | WND | WND | ERCO | M |  | 0 | 0 | 0 | 0 | 0 | 0 | 0 | 0 | 0 | 0 | 0 | 0 | 0 | 0 | 0 | 0 | 0 | 0 | 0 | 0 | 0 | 0 | 0 | 0 | 0 | 0 | 0 | 0 | 0 | 0 | 0 | 0 | 0 | 0 | 0 | 0 | 495634 | 177882 | 255453 | 337214 | 496344 | 404492 | 541608 | 408604 | 400748 | 384810 | 447476 | 671096 | 495634 | 177882 | 255453 | 337214 | 496344 | 404492 | 541608 | 408604 | 400748 | 384810 | 447476 | 671096 | 56534 | 20290 | 29138 | 38464 | 56615 | 46138 | 61778 | 46607 | 45711 | 43893 | 51041 | 76548 | 0 | 0 | 5021361 | 5021361 | 572757 | 2020 | onshore wind | TRUE
61866 | N | . | Wildhorse Mountain Wind Facility | Southern Power Co | 17650 | OK | WSC | MRO |  | 22 | 2 | NAICS-22 Non-Cogen | WT | WND | WND | SWPP | M |  | 0 | 0 | 0 | 0 | 0 | 0 | 0 | 0 | 0 | 0 | 0 | 0 | 0 | 0 | 0 | 0 | 0 | 0 | 0 | 0 | 0 | 0 | 0 | 0 | 0 | 0 | 0 | 0 | 0 | 0 | 0 | 0 | 0 | 0 | 0 | 0 | 354660 | 364628 | 384293 | 330832 | 311553 | 235070 | 229450 | 203631 | 202544 | 330849 | 411339 | 354213 | 354660 | 364628 | 384293 | 330832 | 311553 | 235070 | 229450 | 203631 | 202544 | 330849 | 411339 | 354213 | 40454 | 41591 | 43834 | 37736 | 35537 | 26813 | 26172 | 23227 | 23103 | 37738 | 46919 | 40403 | 0 | 0 | 3713062 | 3713062 | 423527 | 2020 | onshore wind | TRUE
61867 | N | . | Bovine | Cypress Creek Renewables | 61060 | TX | WSC | TRE |  | 22 | 2 | NAICS-22 Non-Cogen | PV | SUN | SUN | ERCO | A |  | 0 | 0 | 0 | 0 | 0 | 0 | 0 | 0 | 0 | 0 | 0 | 0 | 0 | 0 | 0 | 0 | 0 | 0 | 0 | 0 | 0 | 0 | 0 | 0 | 0 | 0 | 0 | 0 | 0 | 0 | 0 | 0 | 0 | 0 | 0 | 0 | 8671 | 10265 | 10831 | 13980 | 18264 | 19721 | 21060 | 18734 | 14911 | 12369 | 10186 | 9369 | 8671 | 10265 | 10831 | 13980 | 18264 | 19721 | 21060 | 18734 | 14911 | 12369 | 10186 | 9369 | 989.092 | 1170.855 | 1235.464 | 1594.581 | 2083.216 | 2249.463 | 2402.206 | 2136.878 | 1700.801 | 1410.847 | 1161.909 | 1068.688 | 0 | 0 | 168361 | 168361 | 19204 | 2020 | solar PV | TRUE
61868 | N | . | Bronson | Cypress Creek Renewables | 61060 | TX | WSC | TRE |  | 22 | 2 | NAICS-22 Non-Cogen | PV | SUN | SUN | ERCO | A |  | 0 | 0 | 0 | 0 | 0 | 0 | 0 | 0 | 0 | 0 | 0 | 0 | 0 | 0 | 0 | 0 | 0 | 0 | 0 | 0 | 0 | 0 | 0 | 0 | 0 | 0 | 0 | 0 | 0 | 0 | 0 | 0 | 0 | 0 | 0 | 0 | 8723 | 10326 | 10896 | 14063 | 18373 | 19839 | 21186 | 18846 | 15000 | 12443 | 10247 | 9425 | 8723 | 10326 | 10896 | 14063 | 18373 | 19839 | 21186 | 18846 | 15000 | 12443 | 10247 | 9425 | 995.016 | 1177.866 | 1242.863 | 1604.13 | 2095.691 | 2262.933 | 2416.591 | 2149.674 | 1710.986 | 1419.295 | 1168.867 | 1075.088 | 0 | 0 | 169367 | 169367 | 19319 | 2020 | solar PV | TRUE
61869 | N | . | Scenic Hill Solar III | Scenic Hill Solar III LLC | 61486 | AR | WSC | SERC |  | 22 | 2 | NAICS-22 Non-Cogen | PV | SUN | SUN | SPA | A |  | 0 | 0 | 0 | 0 | 0 | 0 | 0 | 0 | 0 | 0 | 0 | 0 | 0 | 0 | 0 | 0 | 0 | 0 | 0 | 0 | 0 | 0 | 0 | 0 | 0 | 0 | 0 | 0 | 0 | 0 | 0 | 0 | 0 | 0 | 0 | 0 | 3952 | 5051 | 5247 | 6963 | 9171 | 8903 | 9171 | 8817 | 7042 | 5976 | 6162 | 4850 | 3952 | 5051 | 5247 | 6963 | 9171 | 8903 | 9171 | 8817 | 7042 | 5976 | 6162 | 4850 | 450.806 | 576.12 | 598.462 | 794.271 | 1046.025 | 1015.485 | 1046.07 | 1005.71 | 803.235 | 681.704 | 702.875 | 553.237 | 0 | 0 | 81305 | 81305 | 9274 | 2020 | solar PV | TRUE
61870 | N | . | Montevideo Solar LLC, CSG | Montevideo Solar LLC | 61487 | MN | WNC | MRO |  | 22 | 2 | NAICS-22 Non-Cogen | PV | SUN | SUN | MISO | A |  | 0 | 0 | 0 | 0 | 0 | 0 | 0 | 0 | 0 | 0 | 0 | 0 | 0 | 0 | 0 | 0 | 0 | 0 | 0 | 0 | 0 | 0 | 0 | 0 | 0 | 0 | 0 | 0 | 0 | 0 | 0 | 0 | 0 | 0 | 0 | 0 | 1541 | 3418 | 4147 | 5483 | 5703 | 6182 | 5961 | 5902 | 4162 | 3115 | 2384 | 1492 | 1541 | 3418 | 4147 | 5483 | 5703 | 6182 | 5961 | 5902 | 4162 | 3115 | 2384 | 1492 | 175.807 | 389.873 | 473.029 | 625.379 | 650.522 | 705.094 | 679.9 | 673.234 | 474.749 | 355.284 | 271.897 | 170.232 | 0 | 0 | 49490 | 49490 | 5645 | 2020 | solar PV | TRUE
61871 | N | . | Sterling Solar (TX) | Cypress Creek Renewables | 61060 | TX | WSC | TRE |  | 22 | 2 | NAICS-22 Non-Cogen | PV | SUN | SUN | ERCO | A |  | 0 | 0 | 0 | 0 | 0 | 0 | 0 | 0 | 0 | 0 | 0 | 0 | 0 | 0 | 0 | 0 | 0 | 0 | 0 | 0 | 0 | 0 | 0 | 0 | 0 | 0 | 0 | 0 | 0 | 0 | 0 | 0 | 0 | 0 | 0 | 0 | 7948 | 9409 | 9928 | 12814 | 16741 | 18077 | 19304 | 17172 | 13668 | 11338 | 9337 | 8588 | 7948 | 9409 | 9928 | 12814 | 16741 | 18077 | 19304 | 17172 | 13668 | 11338 | 9337 | 8588 | 906.634 | 1073.243 | 1132.466 | 1461.644 | 1909.542 | 2061.929 | 2201.939 | 1958.73 | 1559.009 | 1293.227 | 1065.043 | 979.594 | 0 | 0 | 154324 | 154324 | 17603 | 2020 | solar PV | TRUE
61872 | N | . | Lampwick | Sol Systems | 61677 | TX | WSC | TRE |  | 22 | 2 | NAICS-22 Non-Cogen | PV | SUN | SUN | ERCO | A |  | 0 | 0 | 0 | 0 | 0 | 0 | 0 | 0 | 0 | 0 | 0 | 0 | 0 | 0 | 0 | 0 | 0 | 0 | 0 | 0 | 0 | 0 | 0 | 0 | 0 | 0 | 0 | 0 | 0 | 0 | 0 | 0 | 0 | 0 | 0 | 0 | 7787 | 9218 | 9727 | 12554 | 16401 | 17710 | 18913 | 16824 | 13391 | 11108 | 9148 | 8414 | 7787 | 9218 | 9727 | 12554 | 16401 | 17710 | 18913 | 16824 | 13391 | 11108 | 9148 | 8414 | 888.246 | 1051.477 | 1109.499 | 1432.001 | 1870.816 | 2020.112 | 2157.282 | 1919.006 | 1527.391 | 1267 | 1043.443 | 959.727 | 0 | 0 | 151195 | 151195 | 17246 | 2020 | solar PV | TRUE
61873 | N | . | Yellow Jacket | Cypress Creek Renewables | 61060 | TX | WSC | TRE |  | 22 | 2 | NAICS-22 Non-Cogen | PV | SUN | SUN | ERCO | A |  | 0 | 0 | 0 | 0 | 0 | 0 | 0 | 0 | 0 | 0 | 0 | 0 | 0 | 0 | 0 | 0 | 0 | 0 | 0 | 0 | 0 | 0 | 0 | 0 | 0 | 0 | 0 | 0 | 0 | 0 | 0 | 0 | 0 | 0 | 0 | 0 | 4713 | 5579 | 5887 | 7598 | 9926 | 10718 | 11446 | 10182 | 8104 | 6722 | 5536 | 5092 | 4713 | 5579 | 5887 | 7598 | 9926 | 10718 | 11446 | 10182 | 8104 | 6722 | 5536 | 5092 | 537.553 | 636.337 | 671.451 | 866.624 | 1132.187 | 1222.539 | 1305.552 | 1161.351 | 924.352 | 766.768 | 631.475 | 580.811 | 0 | 0 | 91503 | 91503 | 10437 | 2020 | solar PV | TRUE
61874 | N | . | Eddy II | Cypress Creek Renewables | 61060 | TX | WSC | TRE |  | 22 | 2 | NAICS-22 Non-Cogen | PV | SUN | SUN | ERCO | A |  | 0 | 0 | 0 | 0 | 0 | 0 | 0 | 0 | 0 | 0 | 0 | 0 | 0 | 0 | 0 | 0 | 0 | 0 | 0 | 0 | 0 | 0 | 0 | 0 | 0 | 0 | 0 | 0 | 0 | 0 | 0 | 0 | 0 | 0 | 0 | 0 | 9151 | 10833 | 11430 | 14753 | 19274 | 20812 | 22225 | 19770 | 15736 | 13053 | 10750 | 9887 | 9151 | 10833 | 11430 | 14753 | 19274 | 20812 | 22225 | 19770 | 15736 | 13053 | 10750 | 9887 | 1043.791 | 1235.604 | 1303.787 | 1682.763 | 2198.42 | 2373.86 | 2535.05 | 2255.049 | 1794.857 | 1488.868 | 1226.163 | 1127.788 | 0 | 0 | 177674 | 177674 | 20266 | 2020 | solar PV | TRUE
61875 | N | . | Cascade Solar (TX) | Cypress Creek Renewables | 61060 | TX | WSC | TRE |  | 22 | 2 | NAICS-22 Non-Cogen | PV | SUN | SUN | ERCO | A |  | 0 | 0 | 0 | 0 | 0 | 0 | 0 | 0 | 0 | 0 | 0 | 0 | 0 | 0 | 0 | 0 | 0 | 0 | 0 | 0 | 0 | 0 | 0 | 0 | 0 | 0 | 0 | 0 | 0 | 0 | 0 | 0 | 0 | 0 | 0 | 0 | 8274 | 9795 | 10335 | 13339 | 17427 | 18817 | 20095 | 17876 | 14228 | 11802 | 9720 | 8940 | 8274 | 9795 | 10335 | 13339 | 17427 | 18817 | 20095 | 17876 | 14228 | 11802 | 9720 | 8940 | 943.768 | 1117.202 | 1178.851 | 1521.511 | 1987.755 | 2146.384 | 2292.128 | 2038.958 | 1622.864 | 1346.196 | 1108.666 | 1019.717 | 0 | 0 | 160648 | 160648 | 18324 | 2020 | solar PV | TRUE
61876 | N | . | Persimmon Creek Wind Farm 1, LLC | Persimmon Creek Wind Farm 1, LLC | 61495 | OK | WSC | MRO |  | 22 | 2 | NAICS-22 Non-Cogen | WT | WND | WND | SWPP | M |  | 0 | 0 | 0 | 0 | 0 | 0 | 0 | 0 | 0 | 0 | 0 | 0 | 0 | 0 | 0 | 0 | 0 | 0 | 0 | 0 | 0 | 0 | 0 | 0 | 0 | 0 | 0 | 0 | 0 | 0 | 0 | 0 | 0 | 0 | 0 | 0 | 694381 | 677672 | 637010 | 727433 | 565007 | 920570 | 517288 | 564174 | 561158 | 667695 | 744450 | 658823 | 694381 | 677672 | 637010 | 727433 | 565007 | 920570 | 517288 | 564174 | 561158 | 667695 | 744450 | 658823 | 79204 | 77298 | 72660 | 82974 | 64447 | 105004 | 59004 | 64352 | 64008 | 76160 | 84915 | 75148 | 0 | 0 | 7935661 | 7935661 | 905174 | 2020 | onshore wind | TRUE
61877 | N | . | Hanover Solar, LLC | Radian Generation | 61494 | NC | SAT | SERC |  | 22 | 2 | NAICS-22 Non-Cogen | PV | SUN | SUN | DUK | A |  | 0 | 0 | 0 | 0 | 0 | 0 | 0 | 0 | 0 | 0 | 0 | 0 | 0 | 0 | 0 | 0 | 0 | 0 | 0 | 0 | 0 | 0 | 0 | 0 | 0 | 0 | 0 | 0 | 0 | 0 | 0 | 0 | 0 | 0 | 0 | 0 | 4926 | 5062 | 6475 | 8795 | 8802 | 8563 | 9578 | 7691 | 6514 | 6604 | 5523 | 4668 | 4926 | 5062 | 6475 | 8795 | 8802 | 8563 | 9578 | 7691 | 6514 | 6604 | 5523 | 4668 | 561.839 | 577.403 | 738.555 | 1003.151 | 1003.949 | 976.718 | 1092.533 | 877.258 | 742.966 | 753.238 | 629.98 | 532.41 | 0 | 0 | 83201 | 83201 | 9490 | 2020 | solar PV | TRUE
61878 | N | . | John A Logan College Solar | REA Investments, LLC | 63359 | IL | ENC | SERC |  | 22 | 2 | NAICS-22 Non-Cogen | PV | SUN | SUN | MISO | A |  | 0 | 0 | 0 | 0 | 0 | 0 | 0 | 0 | 0 | 0 | 0 | 0 | 0 | 0 | 0 | 0 | 0 | 0 | 0 | 0 | 0 | 0 | 0 | 0 | 0 | 0 | 0 | 0 | 0 | 0 | 0 | 0 | 0 | 0 | 0 | 0 | 761 | 1204 | 1362 | 1993 | 2209 | 2642 | 2735 | 2733 | 1985 | 1580 | 1357 | 945 | 761 | 1204 | 1362 | 1993 | 2209 | 2642 | 2735 | 2733 | 1985 | 1580 | 1357 | 945 | 86.772 | 137.374 | 155.368 | 227.343 | 252.004 | 301.327 | 312.014 | 311.786 | 226.384 | 180.166 | 154.728 | 107.734 | 0 | 0 | 21506 | 21506 | 2453 | 2020 | solar PV | TRUE
61879 | N | . | Bartow Solar Energy LLC | Alchemy Renewable Energy | 62627 | FL | SAT | SERC |  | 22 | 2 | NAICS-22 Non-Cogen | PV | SUN | SUN | FPC | A |  | 0 | 0 | 0 | 0 | 0 | 0 | 0 | 0 | 0 | 0 | 0 | 0 | 0 | 0 | 0 | 0 | 0 | 0 | 0 | 0 | 0 | 0 | 0 | 0 | 0 | 0 | 0 | 0 | 0 | 0 | 0 | 0 | 0 | 0 | 0 | 0 | 7951 | 8608 | 11473 | 10396 | 12265 | 10587 | 10855 | 10358 | 8970 | 8754 | 7658 | 8333 | 7951 | 8608 | 11473 | 10396 | 12265 | 10587 | 10855 | 10358 | 8970 | 8754 | 7658 | 8333 | 906.949 | 981.835 | 1308.669 | 1185.807 | 1398.94 | 1207.642 | 1238.18 | 1181.436 | 1023.11 | 998.477 | 873.496 | 950.459 | 0 | 0 | 116208 | 116208 | 13255 | 2020 | solar PV | TRUE
61881 | N | . | Morning View | Cypress Creek Renewables | 61060 | NC | SAT | SERC |  | 22 | 2 | NAICS-22 Non-Cogen | PV | SUN | SUN | CPLE | A |  | 0 | 0 | 0 | 0 | 0 | 0 | 0 | 0 | 0 | 0 | 0 | 0 | 0 | 0 | 0 | 0 | 0 | 0 | 0 | 0 | 0 | 0 | 0 | 0 | 0 | 0 | 0 | 0 | 0 | 0 | 0 | 0 | 0 | 0 | 0 | 0 | 1831 | 1882 | 2407 | 3269 | 3272 | 3183 | 3561 | 2859 | 2421 | 2455 | 2053 | 1735 | 1831 | 1882 | 2407 | 3269 | 3272 | 3183 | 3561 | 2859 | 2421 | 2455 | 2053 | 1735 | 208.87 | 214.655 | 274.565 | 372.931 | 373.228 | 363.104 | 406.16 | 326.129 | 276.205 | 280.023 | 234.201 | 197.929 | 0 | 0 | 30928 | 30928 | 3528 | 2020 | solar PV | TRUE
61882 | N | . | Copperfield | Cypress Creek Renewables | 61060 | NC | SAT | SERC |  | 22 | 2 | NAICS-22 Non-Cogen | PV | SUN | SUN | CPLE | A |  | 0 | 0 | 0 | 0 | 0 | 0 | 0 | 0 | 0 | 0 | 0 | 0 | 0 | 0 | 0 | 0 | 0 | 0 | 0 | 0 | 0 | 0 | 0 | 0 | 0 | 0 | 0 | 0 | 0 | 0 | 0 | 0 | 0 | 0 | 0 | 0 | 1691 | 1738 | 2223 | 3019 | 3022 | 2940 | 3288 | 2640 | 2236 | 2267 | 1896 | 1602 | 1691 | 1738 | 2223 | 3019 | 3022 | 2940 | 3288 | 2640 | 2236 | 2267 | 1896 | 1602 | 192.885 | 198.227 | 253.552 | 344.391 | 344.664 | 335.316 | 375.076 | 301.17 | 255.067 | 258.593 | 216.278 | 182.781 | 0 | 0 | 28562 | 28562 | 3258 | 2020 | solar PV | TRUE
61883 | N | . | Hopewell Friends | Cypress Creek Renewables | 61060 | NC | SAT | SERC |  | 22 | 2 | NAICS-22 Non-Cogen | PV | SUN | SUN | CPLE | A |  | 0 | 0 | 0 | 0 | 0 | 0 | 0 | 0 | 0 | 0 | 0 | 0 | 0 | 0 | 0 | 0 | 0 | 0 | 0 | 0 | 0 | 0 | 0 | 0 | 0 | 0 | 0 | 0 | 0 | 0 | 0 | 0 | 0 | 0 | 0 | 0 | 1135 | 1167 | 1492 | 2027 | 2028 | 1973 | 2207 | 1772 | 1501 | 1522 | 1273 | 1076 | 1135 | 1167 | 1492 | 2027 | 2028 | 1973 | 2207 | 1772 | 1501 | 1522 | 1273 | 1076 | 129.477 | 133.064 | 170.202 | 231.179 | 231.363 | 225.088 | 251.778 | 202.167 | 171.219 | 173.586 | 145.181 | 122.696 | 0 | 0 | 19173 | 19173 | 2187 | 2020 | solar PV | TRUE
61884 | N | . | Kearney NPPD Solar Project | SoCore Energy LLC | 60520 | NE | WNC | MRO |  | 22 | 2 | NAICS-22 Non-Cogen | PV | SUN | SUN | SWPP | A |  | 0 | 0 | 0 | 0 | 0 | 0 | 0 | 0 | 0 | 0 | 0 | 0 | 0 | 0 | 0 | 0 | 0 | 0 | 0 | 0 | 0 | 0 | 0 | 0 | 0 | 0 | 0 | 0 | 0 | 0 | 0 | 0 | 0 | 0 | 0 | 0 | 3261 | 6864 | 8272 | 10841 | 11112 | 12292 | 11866 | 11782 | 8485 | 6368 | 5008 | 3363 | 3261 | 6864 | 8272 | 10841 | 11112 | 12292 | 11866 | 11782 | 8485 | 6368 | 5008 | 3363 | 371.96 | 782.981 | 943.577 | 1236.543 | 1267.433 | 1402.029 | 1353.513 | 1343.91 | 967.82 | 726.326 | 571.264 | 383.644 | 0 | 0 | 99514 | 99514 | 11351 | 2020 | solar PV | TRUE
61885 | N | . | Staunton | Cypress Creek Renewables | 61060 | IN | ENC | MRO |  | 22 | 2 | NAICS-22 Non-Cogen | PV | SUN | SUN | MISO | A |  | 0 | 0 | 0 | 0 | 0 | 0 | 0 | 0 | 0 | 0 | 0 | 0 | 0 | 0 | 0 | 0 | 0 | 0 | 0 | 0 | 0 | 0 | 0 | 0 | 0 | 0 | 0 | 0 | 0 | 0 | 0 | 0 | 0 | 0 | 0 | 0 | 2251 | 3342 | 4915 | 6033 | 7112 | 8744 | 8400 | 7897 | 6180 | 4882 | 3319 | 2413 | 2251 | 3342 | 4915 | 6033 | 7112 | 8744 | 8400 | 7897 | 6180 | 4882 | 3319 | 2413 | 256.714 | 381.234 | 560.665 | 688.151 | 811.222 | 997.368 | 958.187 | 900.789 | 704.959 | 556.917 | 378.526 | 275.268 | 0 | 0 | 65488 | 65488 | 7470 | 2020 | solar PV | TRUE
61886 | N | . | Bar D | Cypress Creek Renewables | 61060 | CO | MTN | WECC |  | 22 | 2 | NAICS-22 Non-Cogen | PV | SUN | SUN | WACM | A |  | 0 | 0 | 0 | 0 | 0 | 0 | 0 | 0 | 0 | 0 | 0 | 0 | 0 | 0 | 0 | 0 | 0 | 0 | 0 | 0 | 0 | 0 | 0 | 0 | 0 | 0 | 0 | 0 | 0 | 0 | 0 | 0 | 0 | 0 | 0 | 0 | 4676 | 4926 | 7546 | 8433 | 9793 | 9494 | 9839 | 8019 | 7815 | 5889 | 5074 | 3834 | 4676 | 4926 | 7546 | 8433 | 9793 | 9494 | 9839 | 8019 | 7815 | 5889 | 5074 | 3834 | 533.35 | 561.83 | 860.689 | 961.908 | 1116.974 | 1082.891 | 1122.325 | 914.718 | 891.463 | 671.694 | 578.815 | 437.343 | 0 | 0 | 85338 | 85338 | 9734 | 2020 | solar PV | TRUE
61887 | N | . | Fort Bliss (DEA EPIC) | Ameresco Federal Solutions | 60146 | TX | WSC | TRE |  | 22 | 2 | NAICS-22 Non-Cogen | PV | SUN | SUN | EPE | A |  | 0 | 0 | 0 | 0 | 0 | 0 | 0 | 0 | 0 | 0 | 0 | 0 | 0 | 0 | 0 | 0 | 0 | 0 | 0 | 0 | 0 | 0 | 0 | 0 | 0 | 0 | 0 | 0 | 0 | 0 | 0 | 0 | 0 | 0 | 0 | 0 | 2120 | 2510 | 2648 | 3418 | 4465 | 4821 | 5149 | 4580 | 3645 | 3024 | 2490 | 2291 | 2120 | 2510 | 2648 | 3418 | 4465 | 4821 | 5149 | 4580 | 3645 | 3024 | 2490 | 2291 | 241.814 | 286.251 | 302.047 | 389.844 | 509.305 | 549.949 | 587.292 | 522.425 | 415.812 | 344.924 | 284.064 | 261.273 | 0 | 0 | 41161 | 41161 | 4695 | 2020 | solar PV | TRUE
61888 | N | . | Johnstown | Onyx Asset Services Group | 60584 | NY | MAT | NPCC |  | 22 | 2 | NAICS-22 Non-Cogen | PV | SUN | SUN | NYIS | A |  | 0 | 0 | 0 | 0 | 0 | 0 | 0 | 0 | 0 | 0 | 0 | 0 | 0 | 0 | 0 | 0 | 0 | 0 | 0 | 0 | 0 | 0 | 0 | 0 | 0 | 0 | 0 | 0 | 0 | 0 | 0 | 0 | 0 | 0 | 0 | 0 | 1690 | 1887 | 2729 | 2736 | 3593 | 3612 | 3435 | 2917 | 2869 | 2037 | 1875 | 1269 | 1690 | 1887 | 2729 | 2736 | 3593 | 3612 | 3435 | 2917 | 2869 | 2037 | 1875 | 1269 | 192.808 | 215.262 | 311.249 | 312.1 | 409.848 | 412.014 | 391.861 | 332.718 | 327.205 | 232.301 | 213.927 | 144.707 | 0 | 0 | 30649 | 30649 | 3496 | 2020 | solar PV | TRUE
61889 | N | . | Sholes Wind Energy Center | Sholes Wind Energy Center, LLC | 61502 | NE | WNC | MRO |  | 22 | 2 | NAICS-22 Non-Cogen | WT | WND | WND | SWPP | M |  | 0 | 0 | 0 | 0 | 0 | 0 | 0 | 0 | 0 | 0 | 0 | 0 | 0 | 0 | 0 | 0 | 0 | 0 | 0 | 0 | 0 | 0 | 0 | 0 | 0 | 0 | 0 | 0 | 0 | 0 | 0 | 0 | 0 | 0 | 0 | 0 | 538425 | 574756 | 314148 | 490444 | 496589 | 587678 | 412978 | 489768 | 560527 | 583768 | 586618 | 562070 | 538425 | 574756 | 314148 | 490444 | 496589 | 587678 | 412978 | 489768 | 560527 | 583768 | 586618 | 562070 | 61415 | 65559 | 35833 | 55942 | 56643 | 67033 | 47106 | 55865 | 63936 | 66587 | 66912 | 64112 | 0 | 0 | 6197769 | 6197769 | 706943 | 2020 | onshore wind | TRUE
61890 | N | . | NRG Chalk Point CT | NRG Chalk Point CT | 61505 | MD | SAT | RFC |  | 22 | 2 | NAICS-22 Non-Cogen | GT | DFO | DFO | PJM | M | barrels | 0 | 0 | 0 | 0 | 0 | 390 | 0 | 0 | 0 | 0 | 0 | 0 | 0 | 0 | 0 | 0 | 0 | 390 | 0 | 0 | 0 | 0 | 0 | 0 | 0 | 0 | 0 | 0 | 0 | 5.69 | 0 | 0 | 0 | 0 | 0 | 0 | 0 | 0 | 0 | 0 | 0 | 2219 | 0 | 0 | 0 | 0 | 0 | 0 | 0 | 0 | 0 | 0 | 0 | 2219 | 0 | 0 | 0 | 0 | 0 | 0 | -4.665 | -4.665 | -4.147 | -3.758 | -4.017 | 148.362 | -2.592 | -3.499 | -3.239 | -3.499 | -3.887 | -4.665 | 390 | 390 | 2219 | 2219 | 105.729 | 2020 | petroleum | TRUE
61890 | N | . | NRG Chalk Point CT | NRG Chalk Point CT | 61505 | MD | SAT | RFC |  | 22 | 2 | NAICS-22 Non-Cogen | GT | NG | NG | PJM | M | mcf | 0 | 0 | 0 | 0 | 0 | 3200 | 0 | 0 | 0 | 0 | 0 | 0 | 0 | 0 | 0 | 0 | 0 | 3200 | 0 | 0 | 0 | 0 | 0 | 0 | 0 | 0 | 0 | 0 | 0 | 1.05 | 0 | 0 | 0 | 0 | 0 | 0 | 0 | 0 | 0 | 0 | 0 | 3360 | 0 | 0 | 0 | 0 | 0 | 0 | 0 | 0 | 0 | 0 | 0 | 3360 | 0 | 0 | 0 | 0 | 0 | 0 | -31.335 | -31.335 | -27.853 | -25.242 | -26.983 | 224.638 | -17.408 | -23.501 | -21.761 | -23.501 | -26.113 | -31.335 | 3200 | 3200 | 3360 | 3360 | -61.729 | 2020 | natural gas peaker | TRUE
61891 | N | . | Stryker 22, L.L.C. | Stryker 22, L.L.C. | 61506 | NJ | MAT | RFC |  | 22 | 2 | NAICS-22 Non-Cogen | BA | MWH | OTH | PJM | M | megawatthours | 4013 | 3500 | 3732 | 3594 | 3704 | 3684 | 3849 | 3773 | 3909 | 3774 | 3850 | 3761 | 4013 | 3500 | 3732 | 3594 | 3704 | 3684 | 3849 | 3773 | 3909 | 3774 | 3850 | 3761 | 0 | 0 | 0 | 0 | 0 | 0 | 0 | 0 | 0 | 0 | 0 | 0 | 0 | 0 | 0 | 0 | 0 | 0 | 0 | 0 | 0 | 0 | 0 | 0 | 0 | 0 | 0 | 0 | 0 | 0 | 0 | 0 | 0 | 0 | 0 | 0 | -495 | -409 | -453 | -440 | -479 | -476 | -511 | -497 | -502 | -503 | -509 | -472 | 45143 | 45143 | 0 | 0 | -5746 | 2020 | other | TRUE
61892 | N | . | Plumsted 537 LLC | Plumsted 537 LLC | 61507 | NJ | MAT | RFC |  | 22 | 2 | NAICS-22 Non-Cogen | BA | MWH | OTH | PJM | M | megawatthours | 3960 | 3529 | 3840 | 3550 | 3619 | 3623 | 3893 | 3326 | 3681 | 3744 | 3854 | 3741 | 3960 | 3529 | 3840 | 3550 | 3619 | 3623 | 3893 | 3326 | 3681 | 3744 | 3854 | 3741 | 0 | 0 | 0 | 0 | 0 | 0 | 0 | 0 | 0 | 0 | 0 | 0 | 0 | 0 | 0 | 0 | 0 | 0 | 0 | 0 | 0 | 0 | 0 | 0 | 0 | 0 | 0 | 0 | 0 | 0 | 0 | 0 | 0 | 0 | 0 | 0 | -508 | -434 | -489 | -453 | -485 | -480 | -534 | -451 | -477 | -489 | -494 | -458 | 44360 | 44360 | 0 | 0 | -5752 | 2020 | other | TRUE
61893 | N | . | BNB Camden Solar | BNB Camden Solar LLC | 61508 | NJ | MAT | RFC |  | 22 | 2 | NAICS-22 Non-Cogen | PV | SUN | SUN | PJM | A |  | 0 | 0 | 0 | 0 | 0 | 0 | 0 | 0 | 0 | 0 | 0 | 0 | 0 | 0 | 0 | 0 | 0 | 0 | 0 | 0 | 0 | 0 | 0 | 0 | 0 | 0 | 0 | 0 | 0 | 0 | 0 | 0 | 0 | 0 | 0 | 0 | 2477 | 2782 | 3985 | 4144 | 5423 | 5693 | 5362 | 4633 | 4257 | 3074 | 2821 | 1954 | 2477 | 2782 | 3985 | 4144 | 5423 | 5693 | 5362 | 4633 | 4257 | 3074 | 2821 | 1954 | 282.488 | 317.377 | 454.557 | 472.689 | 618.622 | 649.385 | 611.619 | 528.461 | 485.569 | 350.64 | 321.754 | 222.839 | 0 | 0 | 46605 | 46605 | 5316 | 2020 | solar PV | TRUE
61894 | N | . | National Raisin | National Raisin | 61510 | CA | PACC | WECC |  | 115 | 6 | Industrial NAICS Non-Cogen | PV | SUN | SUN | CISO | A |  | 0 | 0 | 0 | 0 | 0 | 0 | 0 | 0 | 0 | 0 | 0 | 0 | 0 | 0 | 0 | 0 | 0 | 0 | 0 | 0 | 0 | 0 | 0 | 0 | 0 | 0 | 0 | 0 | 0 | 0 | 0 | 0 | 0 | 0 | 0 | 0 | 1469 | 1991 | 1949 | 2456 | 3214 | 3200 | 3615 | 2995 | 2352 | 2174 | 1718 | 1361 | 1469 | 1991 | 1949 | 2456 | 3214 | 3200 | 3615 | 2995 | 2352 | 2174 | 1718 | 1361 | 167.555 | 227.129 | 222.26 | 280.11 | 366.593 | 365.054 | 412.334 | 341.607 | 268.229 | 247.932 | 196.008 | 155.189 | 0 | 0 | 28494 | 28494 | 3250 | 2020 | solar PV | FALSE
61895 | N | . | Toyota HQ Plan | Goldman Sachs Renewable Power Group | 61944 | TX | WSC | TRE |  | 22 | 2 | NAICS-22 Non-Cogen | PV | SUN | SUN | ERCO | A |  | 0 | 0 | 0 | 0 | 0 | 0 | 0 | 0 | 0 | 0 | 0 | 0 | 0 | 0 | 0 | 0 | 0 | 0 | 0 | 0 | 0 | 0 | 0 | 0 | 0 | 0 | 0 | 0 | 0 | 0 | 0 | 0 | 0 | 0 | 0 | 0 | 5184 | 6137 | 6475 | 8358 | 10919 | 11790 | 12591 | 11200 | 8914 | 7395 | 6090 | 5601 | 5184 | 6137 | 6475 | 8358 | 10919 | 11790 | 12591 | 11200 | 8914 | 7395 | 6090 | 5601 | 591.324 | 699.989 | 738.615 | 953.311 | 1245.439 | 1344.828 | 1436.145 | 1277.52 | 1016.814 | 843.466 | 694.64 | 638.909 | 0 | 0 | 100654 | 100654 | 11481 | 2020 | solar PV | TRUE
61898 | N | . | Solean Solar Project | BQ Energy LLC | 59474 | NY | MAT | NPCC |  | 22 | 2 | NAICS-22 Non-Cogen | PV | SUN | SUN | NYIS | A |  | 0 | 0 | 0 | 0 | 0 | 0 | 0 | 0 | 0 | 0 | 0 | 0 | 0 | 0 | 0 | 0 | 0 | 0 | 0 | 0 | 0 | 0 | 0 | 0 | 0 | 0 | 0 | 0 | 0 | 0 | 0 | 0 | 0 | 0 | 0 | 0 | 2973 | 3319 | 4799 | 4812 | 6319 | 6352 | 6042 | 5130 | 5045 | 3581 | 3298 | 2231 | 2973 | 3319 | 4799 | 4812 | 6319 | 6352 | 6042 | 5130 | 5045 | 3581 | 3298 | 2231 | 339.067 | 378.555 | 547.357 | 548.854 | 720.751 | 724.561 | 689.12 | 585.111 | 575.417 | 408.52 | 376.208 | 254.479 | 0 | 0 | 53901 | 53901 | 6148 | 2020 | solar PV | TRUE
61899 | N | . | Lincoln Ave Solar Project | CVI Renewables Holdings, LLC. | 63970 | NY | MAT | NPCC |  | 22 | 2 | NAICS-22 Non-Cogen | PV | SUN | SUN | NYIS | A |  | 0 | 0 | 0 | 0 | 0 | 0 | 0 | 0 | 0 | 0 | 0 | 0 | 0 | 0 | 0 | 0 | 0 | 0 | 0 | 0 | 0 | 0 | 0 | 0 | 0 | 0 | 0 | 0 | 0 | 0 | 0 | 0 | 0 | 0 | 0 | 0 | 1781 | 1988 | 2875 | 2883 | 3785 | 3805 | 3619 | 3073 | 3022 | 2146 | 1976 | 1337 | 1781 | 1988 | 2875 | 2883 | 3785 | 3805 | 3619 | 3073 | 3022 | 2146 | 1976 | 1337 | 203.12 | 226.776 | 327.898 | 328.795 | 431.771 | 434.053 | 412.822 | 350.514 | 344.708 | 244.726 | 225.37 | 152.447 | 0 | 0 | 32290 | 32290 | 3683 | 2020 | solar PV | TRUE
61900 | N | . | Blydenburgh Solar Project | CVI Renewables Holdings, LLC. | 63970 | NY | MAT | NPCC |  | 22 | 2 | NAICS-22 Non-Cogen | PV | SUN | SUN | NYIS | A |  | 0 | 0 | 0 | 0 | 0 | 0 | 0 | 0 | 0 | 0 | 0 | 0 | 0 | 0 | 0 | 0 | 0 | 0 | 0 | 0 | 0 | 0 | 0 | 0 | 0 | 0 | 0 | 0 | 0 | 0 | 0 | 0 | 0 | 0 | 0 | 0 | 1033 | 1153 | 1667 | 1672 | 2195 | 2207 | 2099 | 1782 | 1753 | 1244 | 1146 | 775 | 1033 | 1153 | 1667 | 1672 | 2195 | 2207 | 2099 | 1782 | 1753 | 1244 | 1146 | 775 | 117.803 | 131.521 | 190.168 | 190.688 | 250.411 | 251.734 | 239.421 | 203.285 | 199.917 | 141.932 | 130.706 | 88.414 | 0 | 0 | 18726 | 18726 | 2136 | 2020 | solar PV | TRUE
61901 | N | . | Redstone Arsenal Hybrid | Goldman Sachs Renewable Power Group | 61944 | AL | ESC | SERC |  | 22 | 2 | NAICS-22 Non-Cogen | BA | MWH | OTH | TVA | A | megawatthours | 25 | 23 | 26 | 25 | 25 | 24 | 26 | 26 | 25 | 25 | 25 | 27 | 25 | 23 | 26 | 25 | 25 | 24 | 26 | 26 | 25 | 25 | 25 | 27 | 0 | 0 | 0 | 0 | 0 | 0 | 0 | 0 | 0 | 0 | 0 | 0 | 0 | 0 | 0 | 0 | 0 | 0 | 0 | 0 | 0 | 0 | 0 | 0 | 0 | 0 | 0 | 0 | 0 | 0 | 0 | 0 | 0 | 0 | 0 | 0 | -3.461 | -3.214 | -3.642 | -3.496 | -3.518 | -3.286 | -3.568 | -3.652 | -3.413 | -3.51 | -3.488 | -3.752 | 302 | 302 | 0 | 0 | -42 | 2020 | other | TRUE
61901 | N | . | Redstone Arsenal Hybrid | Goldman Sachs Renewable Power Group | 61944 | AL | ESC | SERC |  | 22 | 2 | NAICS-22 Non-Cogen | PV | SUN | SUN | TVA | A |  | 0 | 0 | 0 | 0 | 0 | 0 | 0 | 0 | 0 | 0 | 0 | 0 | 0 | 0 | 0 | 0 | 0 | 0 | 0 | 0 | 0 | 0 | 0 | 0 | 0 | 0 | 0 | 0 | 0 | 0 | 0 | 0 | 0 | 0 | 0 | 0 | 7650 | 8749 | 11189 | 15731 | 17625 | 16534 | 15521 | 15368 | 12278 | 11917 | 10103 | 8827 | 7650 | 8749 | 11189 | 15731 | 17625 | 16534 | 15521 | 15368 | 12278 | 11917 | 10103 | 8827 | 872.614 | 997.936 | 1276.318 | 1794.295 | 2010.431 | 1885.98 | 1770.41 | 1752.953 | 1400.505 | 1359.326 | 1152.374 | 1006.858 | 0 | 0 | 151492 | 151492 | 17280 | 2020 | solar PV | TRUE
61902 | N | . | Holtsville Solar Project | CVI Renewables Holdings, LLC. | 63970 | NY | MAT | NPCC |  | 22 | 2 | NAICS-22 Non-Cogen | PV | SUN | SUN | NYIS | A |  | 0 | 0 | 0 | 0 | 0 | 0 | 0 | 0 | 0 | 0 | 0 | 0 | 0 | 0 | 0 | 0 | 0 | 0 | 0 | 0 | 0 | 0 | 0 | 0 | 0 | 0 | 0 | 0 | 0 | 0 | 0 | 0 | 0 | 0 | 0 | 0 | 1007 | 1124 | 1626 | 1630 | 2141 | 2152 | 2047 | 1738 | 1709 | 1213 | 1117 | 756 | 1007 | 1124 | 1626 | 1630 | 2141 | 2152 | 2047 | 1738 | 1709 | 1213 | 1117 | 756 | 114.879 | 128.258 | 185.45 | 185.957 | 244.197 | 245.488 | 233.48 | 198.241 | 194.957 | 138.41 | 127.463 | 86.22 | 0 | 0 | 18260 | 18260 | 2083 | 2020 | solar PV | TRUE
61903 | N | . | Sharon Springs | Onyx Asset Services Group | 60584 | NY | MAT | NPCC |  | 22 | 2 | NAICS-22 Non-Cogen | PV | SUN | SUN | NYIS | A |  | 0 | 0 | 0 | 0 | 0 | 0 | 0 | 0 | 0 | 0 | 0 | 0 | 0 | 0 | 0 | 0 | 0 | 0 | 0 | 0 | 0 | 0 | 0 | 0 | 0 | 0 | 0 | 0 | 0 | 0 | 0 | 0 | 0 | 0 | 0 | 0 | 1511 | 1687 | 2439 | 2446 | 3212 | 3229 | 3071 | 2607 | 2564 | 1820 | 1676 | 1134 | 1511 | 1687 | 2439 | 2446 | 3212 | 3229 | 3071 | 2607 | 2564 | 1820 | 1676 | 1134 | 172.346 | 192.418 | 278.219 | 278.98 | 366.355 | 368.291 | 350.276 | 297.409 | 292.482 | 207.649 | 191.225 | 129.35 | 0 | 0 | 27396 | 27396 | 3125 | 2020 | solar PV | TRUE
61904 | N | . | Amsterdam North | Onyx Asset Services Group | 60584 | NY | MAT | NPCC |  | 22 | 2 | NAICS-22 Non-Cogen | PV | SUN | SUN | NYIS | A |  | 0 | 0 | 0 | 0 | 0 | 0 | 0 | 0 | 0 | 0 | 0 | 0 | 0 | 0 | 0 | 0 | 0 | 0 | 0 | 0 | 0 | 0 | 0 | 0 | 0 | 0 | 0 | 0 | 0 | 0 | 0 | 0 | 0 | 0 | 0 | 0 | 1531 | 1709 | 2471 | 2478 | 3254 | 3271 | 3111 | 2642 | 2598 | 1844 | 1698 | 1149 | 1531 | 1709 | 2471 | 2478 | 3254 | 3271 | 3111 | 2642 | 2598 | 1844 | 1698 | 1149 | 174.609 | 194.942 | 281.869 | 282.64 | 371.161 | 373.123 | 354.872 | 301.311 | 296.319 | 210.373 | 193.734 | 131.047 | 0 | 0 | 27756 | 27756 | 3166 | 2020 | solar PV | TRUE
61905 | N | . | Amsterdam South | Onyx Asset Services Group | 60584 | NY | MAT | NPCC |  | 22 | 2 | NAICS-22 Non-Cogen | PV | SUN | SUN | NYIS | A |  | 0 | 0 | 0 | 0 | 0 | 0 | 0 | 0 | 0 | 0 | 0 | 0 | 0 | 0 | 0 | 0 | 0 | 0 | 0 | 0 | 0 | 0 | 0 | 0 | 0 | 0 | 0 | 0 | 0 | 0 | 0 | 0 | 0 | 0 | 0 | 0 | 1654 | 1847 | 2670 | 2677 | 3516 | 3535 | 3362 | 2854 | 2807 | 1993 | 1835 | 1241 | 1654 | 1847 | 2670 | 2677 | 3516 | 3535 | 3362 | 2854 | 2807 | 1993 | 1835 | 1241 | 188.67 | 210.644 | 304.572 | 305.405 | 401.056 | 403.175 | 383.455 | 325.58 | 320.186 | 227.317 | 209.338 | 141.602 | 0 | 0 | 29991 | 29991 | 3421 | 2020 | solar PV | TRUE
61906 | N | . | Phoebe Solar | Phoebe Energy Project, LLC | 61515 | TX | WSC | TRE |  | 22 | 2 | NAICS-22 Non-Cogen | PV | SUN | SUN | ERCO | M |  | 0 | 0 | 0 | 0 | 0 | 0 | 0 | 0 | 0 | 0 | 0 | 0 | 0 | 0 | 0 | 0 | 0 | 0 | 0 | 0 | 0 | 0 | 0 | 0 | 0 | 0 | 0 | 0 | 0 | 0 | 0 | 0 | 0 | 0 | 0 | 0 | 329324 | 335382 | 366040 | 444285 | 574370 | 666204 | 640272 | 552058 | 452316 | 410506 | 328806 | 289679 | 329324 | 335382 | 366040 | 444285 | 574370 | 666204 | 640272 | 552058 | 452316 | 410506 | 328806 | 289679 | 37564 | 38255 | 41752 | 50677 | 65515 | 75990 | 73032 | 62970 | 51593 | 46824 | 37505 | 33042 | 0 | 0 | 5389242 | 5389242 | 614719 | 2020 | solar PV | TRUE
61907 | N | . | Springfield Solar Project | NJR Clean Energy Ventures Corporation | 56990 | NJ | MAT | RFC |  | 22 | 2 | NAICS-22 Non-Cogen | PV | SUN | SUN | PJM | A |  | 0 | 0 | 0 | 0 | 0 | 0 | 0 | 0 | 0 | 0 | 0 | 0 | 0 | 0 | 0 | 0 | 0 | 0 | 0 | 0 | 0 | 0 | 0 | 0 | 0 | 0 | 0 | 0 | 0 | 0 | 0 | 0 | 0 | 0 | 0 | 0 | 5220 | 5864 | 8399 | 8734 | 11430 | 11999 | 11301 | 9765 | 8972 | 6479 | 5945 | 4117 | 5220 | 5864 | 8399 | 8734 | 11430 | 11999 | 11301 | 9765 | 8972 | 6479 | 5945 | 4117 | 595.371 | 668.903 | 958.024 | 996.239 | 1303.808 | 1368.643 | 1289.049 | 1113.785 | 1023.385 | 739.009 | 678.128 | 469.656 | 0 | 0 | 98225 | 98225 | 11204 | 2020 | solar PV | TRUE
61909 | N | . | Parkview Battery | Consumers Energy Co | 4254 | MI | ENC | RFC |  | 22 | 1 | Electric Utility | BA | MWH | OTH | MISO | A | megawatthours | 13 | 12 | 13 | 13 | 14 | 13 | 14 | 15 | 14 | 14 | 14 | 16 | 13 | 12 | 13 | 13 | 14 | 13 | 14 | 15 | 14 | 14 | 14 | 16 | 0 | 0 | 0 | 0 | 0 | 0 | 0 | 0 | 0 | 0 | 0 | 0 | 0 | 0 | 0 | 0 | 0 | 0 | 0 | 0 | 0 | 0 | 0 | 0 | 0 | 0 | 0 | 0 | 0 | 0 | 0 | 0 | 0 | 0 | 0 | 0 | -6.314 | -5.702 | -6.093 | -6.265 | -6.729 | -6.248 | -6.705 | -7.109 | -6.501 | -6.899 | -6.789 | -7.646 | 165 | 165 | 0 | 0 | -79 | 2020 | other | TRUE
61911 | N | . | Ivester Wind Farm | MidAmerican Energy Co | 12341 | IA | WNC | MRO |  | 22 | 1 | Electric Utility | WT | WND | WND | MISO | M |  | 0 | 0 | 0 | 0 | 0 | 0 | 0 | 0 | 0 | 0 | 0 | 0 | 0 | 0 | 0 | 0 | 0 | 0 | 0 | 0 | 0 | 0 | 0 | 0 | 0 | 0 | 0 | 0 | 0 | 0 | 0 | 0 | 0 | 0 | 0 | 0 | 153817 | 179417 | 237445 | 222200 | 207243 | 248220 | 128454 | 168230 | 254795 | 312289 | 321153 | 203403 | 153817 | 179417 | 237445 | 222200 | 207243 | 248220 | 128454 | 168230 | 254795 | 312289 | 321153 | 203403 | 17545 | 20465 | 27084 | 25345 | 23639 | 28313 | 14652 | 19189 | 29063 | 35621 | 36632 | 23201 | 0 | 0 | 2636666 | 2636666 | 300749 | 2020 | onshore wind | TRUE
61912 | N | . | McGinness Hills 3 | Ormat Nevada Inc | 34691 | NV | MTN | WECC |  | 22133 | 4 | Commercial NAICS Non-Cogen | BT | GEO | GEO | NEVP | M |  | 0 | 0 | 0 | 0 | 0 | 0 | 0 | 0 | 0 | 0 | 0 | 0 | 0 | 0 | 0 | 0 | 0 | 0 | 0 | 0 | 0 | 0 | 0 | 0 | 0 | 0 | 0 | 0 | 0 | 0 | 0 | 0 | 0 | 0 | 0 | 0 | 310264 | 359649 | 377893 | 345595 | 339090 | 294861 | 266727 | 265307 | 295483 | 336758 | 357913 | 386327 | 310264 | 359649 | 377893 | 345595 | 339090 | 294861 | 266727 | 265307 | 295483 | 336758 | 357913 | 386327 | 35390 | 41023 | 43104 | 39420 | 38678 | 33633 | 30424 | 30262 | 33704 | 38412 | 40825 | 44066 | 0 | 0 | 3935867 | 3935867 | 448941 | 2020 | geothermal | FALSE
61913 | N | . | Punkin Center Battery Storage | Arizona Public Service Co | 803 | AZ | MTN | WECC |  | 22 | 1 | Electric Utility | BA | MWH | OTH | AZPS | A | megawatthours | 0 | 0 | 0 | 0 | 0 | 0 | 0 | 0 | 0 | 0 | 0 | 0 | 0 | 0 | 0 | 0 | 0 | 0 | 0 | 0 | 0 | 0 | 0 | 0 | 0 | 0 | 0 | 0 | 0 | 0 | 0 | 0 | 0 | 0 | 0 | 0 | 0 | 0 | 0 | 0 | 0 | 0 | 0 | 0 | 0 | 0 | 0 | 0 | 0 | 0 | 0 | 0 | 0 | 0 | 0 | 0 | 0 | 0 | 0 | 0 | 0 | 0 | 0 | 0 | 0 | 0 | 0 | 0 | 0 | 0 | 0 | 0 | 0 | 0 | 0 | 0 | 0 | 2020 | other | TRUE
61914 | N | . | Susquehanna University Solar | Terraform Arcadia | 63249 | PA | MAT | RFC |  | 22 | 2 | NAICS-22 Non-Cogen | PV | SUN | SUN | PJM | A |  | 0 | 0 | 0 | 0 | 0 | 0 | 0 | 0 | 0 | 0 | 0 | 0 | 0 | 0 | 0 | 0 | 0 | 0 | 0 | 0 | 0 | 0 | 0 | 0 | 0 | 0 | 0 | 0 | 0 | 0 | 0 | 0 | 0 | 0 | 0 | 0 | 2042 | 2454 | 3656 | 3671 | 4636 | 4851 | 4566 | 4207 | 3636 | 2725 | 2499 | 1570 | 2042 | 2454 | 3656 | 3671 | 4636 | 4851 | 4566 | 4207 | 3636 | 2725 | 2499 | 1570 | 232.956 | 279.9 | 417.054 | 418.673 | 528.749 | 553.325 | 520.802 | 479.892 | 414.699 | 310.804 | 285.051 | 179.095 | 0 | 0 | 40513 | 40513 | 4621 | 2020 | solar PV | TRUE
61915 | N | . | Bowie State Solar | Terraform Arcadia | 63249 | MD | SAT | RFC |  | 22 | 2 | NAICS-22 Non-Cogen | PV | SUN | SUN | PJM | A |  | 0 | 0 | 0 | 0 | 0 | 0 | 0 | 0 | 0 | 0 | 0 | 0 | 0 | 0 | 0 | 0 | 0 | 0 | 0 | 0 | 0 | 0 | 0 | 0 | 0 | 0 | 0 | 0 | 0 | 0 | 0 | 0 | 0 | 0 | 0 | 0 | 0 | 0 | 0 | 0 | 0 | 0 | 0 | 0 | 0 | 0 | 0 | 0 | 0 | 0 | 0 | 0 | 0 | 0 | 0 | 0 | 0 | 0 | 0 | 0 | 0 | 0 | 0 | 0 | 0 | 0 | 0 | 0 | 0 | 0 | 0 | 0 | 0 | 0 | 0 | 0 | 0 | 2020 | solar PV | TRUE
61916 | N | . | Pegasus Wind | Pegasus Wind, LLC | 61521 | MI | ENC | RFC |  | 22 | 2 | NAICS-22 Non-Cogen | WT | WND | WND | MISO | M |  | 0 | 0 | 0 | 0 | 0 | 0 | 0 | 0 | 0 | 0 | 0 | 0 | 0 | 0 | 0 | 0 | 0 | 0 | 0 | 0 | 0 | 0 | 0 | 0 | 0 | 0 | 0 | 0 | 0 | 0 | 0 | 0 | 0 | 0 | 0 | 0 | 4331 | 5400 | 4910 | 4392 | 4182 | 1131 | 2656 | 96104 | 241803 | 303154 | 451641 | 347112 | 4331 | 5400 | 4910 | 4392 | 4182 | 1131 | 2656 | 96104 | 241803 | 303154 | 451641 | 347112 | 494 | 616 | 560 | 501 | 477 | 129 | 303 | 10962 | 27581 | 34579 | 51516 | 39593 | 0 | 0 | 1466816 | 1466816 | 167311 | 2020 | onshore wind | TRUE
61917 | N | . | Kearsarge Oppenheim CSG | Kearsarge Oppenheim LLC | 61520 | NY | MAT | NPCC |  | 22 | 2 | NAICS-22 Non-Cogen | PV | SUN | SUN | NYIS | A |  | 0 | 0 | 0 | 0 | 0 | 0 | 0 | 0 | 0 | 0 | 0 | 0 | 0 | 0 | 0 | 0 | 0 | 0 | 0 | 0 | 0 | 0 | 0 | 0 | 0 | 0 | 0 | 0 | 0 | 0 | 0 | 0 | 0 | 0 | 0 | 0 | 1127 | 1258 | 1819 | 1824 | 2396 | 2408 | 2291 | 1945 | 1913 | 1358 | 1251 | 846 | 1127 | 1258 | 1819 | 1824 | 2396 | 2408 | 2291 | 1945 | 1913 | 1358 | 1251 | 846 | 128.559 | 143.528 | 207.529 | 208.097 | 273.271 | 274.715 | 261.278 | 221.843 | 218.168 | 154.889 | 142.638 | 96.485 | 0 | 0 | 20436 | 20436 | 2331 | 2020 | solar PV | TRUE
61918 | N | . | Blackville Solar Farm, LLC | Dominion Energy Inc | 5248 | SC | SAT | SERC |  | 22 | 2 | NAICS-22 Non-Cogen | PV | SUN | SUN | SCEG | A |  | . | . | . | . | . | . | . | . | . | . | . | 0 | . | . | . | . | . | . | . | . | . | . | . | 0 | . | . | . | . | . | . | . | . | . | . | . | 0 | . | . | . | . | . | . | . | . | . | . | . | 10266 | . | . | . | . | . | . | . | . | . | . | . | 10266 | . | . | . | . | . | . | . | . | . | . | . | 1171 | 0 | 0 | 10266 | 10266 | 1171 | 2020 | solar PV | TRUE
61919 | N | . | Frontenac Holdco LLC, CSG | Frontenac Holdco LLC | 61518 | MN | WNC | MRO |  | 22 | 2 | NAICS-22 Non-Cogen | PV | SUN | SUN | MISO | A |  | 0 | 0 | 0 | 0 | 0 | 0 | 0 | 0 | 0 | 0 | 0 | 0 | 0 | 0 | 0 | 0 | 0 | 0 | 0 | 0 | 0 | 0 | 0 | 0 | 0 | 0 | 0 | 0 | 0 | 0 | 0 | 0 | 0 | 0 | 0 | 0 | 1922 | 4263 | 5172 | 6838 | 7112 | 7709 | 7434 | 7361 | 5191 | 3885 | 2973 | 1861 | 1922 | 4263 | 5172 | 6838 | 7112 | 7709 | 7434 | 7361 | 5191 | 3885 | 2973 | 1861 | 219.253 | 486.219 | 589.924 | 779.923 | 811.28 | 879.337 | 847.918 | 839.605 | 592.07 | 443.083 | 339.089 | 212.299 | 0 | 0 | 61721 | 61721 | 7040 | 2020 | solar PV | TRUE
61921 | N | . | Tahoka Wind | Tahoka Wind, LLC | 61527 | TX | WSC | TRE |  | 22 | 2 | NAICS-22 Non-Cogen | WT | WND | WND | ERCO | M |  | 0 | 0 | 0 | 0 | 0 | 0 | 0 | 0 | 0 | 0 | 0 | 0 | 0 | 0 | 0 | 0 | 0 | 0 | 0 | 0 | 0 | 0 | 0 | 0 | 0 | 0 | 0 | 0 | 0 | 0 | 0 | 0 | 0 | 0 | 0 | 0 | 1025318 | 941856 | 1000849 | 957242 | 937113 | 1101109 | 764027 | 721287 | 557783 | 973952 | 1014526 | 1000797 | 1025318 | 941856 | 1000849 | 957242 | 937113 | 1101109 | 764027 | 721287 | 557783 | 973952 | 1014526 | 1000797 | 116952 | 107432 | 114161 | 109187 | 106891 | 125597 | 87148 | 82273 | 63623 | 111093 | 115721 | 114155 | 0 | 0 | 10995859 | 10995859 | 1254233 | 2020 | onshore wind | TRUE
61922 | N | . | Sunlight Beacon | BQ Energy LLC | 59474 | NY | MAT | NPCC |  | 22 | 2 | NAICS-22 Non-Cogen | PV | SUN | SUN | NYIS | A |  | 0 | 0 | 0 | 0 | 0 | 0 | 0 | 0 | 0 | 0 | 0 | 0 | 0 | 0 | 0 | 0 | 0 | 0 | 0 | 0 | 0 | 0 | 0 | 0 | 0 | 0 | 0 | 0 | 0 | 0 | 0 | 0 | 0 | 0 | 0 | 0 | 1604 | 1791 | 2589 | 2596 | 3409 | 3427 | 3260 | 2768 | 2722 | 1932 | 1779 | 1204 | 1604 | 1791 | 2589 | 2596 | 3409 | 3427 | 3260 | 2768 | 2722 | 1932 | 1779 | 1204 | 182.935 | 204.24 | 295.313 | 296.12 | 388.863 | 390.919 | 371.797 | 315.682 | 310.452 | 220.407 | 202.974 | 137.298 | 0 | 0 | 29081 | 29081 | 3317 | 2020 | solar PV | TRUE
61923 | N | . | ACUA | Viridity Energy Solutions, Inc. | 61522 | NJ | MAT | RFC |  | 22 | 2 | NAICS-22 Non-Cogen | BA | MWH | OTH | PJM | A | megawatthours | 135 | 116 | 137 | 124 | 130 | 118 | 133 | 127 | 121 | 128 | 119 | 126 | 135 | 116 | 137 | 124 | 130 | 118 | 133 | 127 | 121 | 128 | 119 | 126 | 0 | 0 | 0 | 0 | 0 | 0 | 0 | 0 | 0 | 0 | 0 | 0 | 0 | 0 | 0 | 0 | 0 | 0 | 0 | 0 | 0 | 0 | 0 | 0 | 0 | 0 | 0 | 0 | 0 | 0 | 0 | 0 | 0 | 0 | 0 | 0 | -64.063 | -54.588 | -64.47 | -58.49 | -61.226 | -55.884 | -62.592 | -59.824 | -57.142 | -60.428 | -56.084 | -59.209 | 1514 | 1514 | 0 | 0 | -714 | 2020 | other | TRUE
61924 | N | . | Cumblerland Land Holdings, LLC | Cumberland Land Holdings, LLC | 61528 | AL | ESC | SERC |  | 22 | 2 | NAICS-22 Non-Cogen | PV | SUN | SUN | TVA | A |  | 0 | 0 | 0 | 0 | 0 | 0 | 0 | 0 | 0 | 0 | 0 | 0 | 0 | 0 | 0 | 0 | 0 | 0 | 0 | 0 | 0 | 0 | 0 | 0 | 0 | 0 | 0 | 0 | 0 | 0 | 0 | 0 | 0 | 0 | 0 | 0 | 12950 | 14810 | 18941 | 26628 | 29836 | 27989 | 26274 | 26015 | 20784 | 20173 | 17102 | 14942 | 12950 | 14810 | 18941 | 26628 | 29836 | 27989 | 26274 | 26015 | 20784 | 20173 | 17102 | 14942 | 1477.132 | 1689.273 | 2160.508 | 3037.321 | 3403.189 | 3192.523 | 2996.89 | 2967.34 | 2370.728 | 2301.021 | 1950.7 | 1704.375 | 0 | 0 | 256444 | 256444 | 29251 | 2020 | solar PV | TRUE
61925 | N | . | Casa Mesa Wind Energy Center Hybrid | Casa Mesa Wind, LLC | 61531 | NM | MTN | WECC |  | 22 | 2 | NAICS-22 Non-Cogen | BA | MWH | OTH | PNM | M | megawatthours | 15 | 21 | 13 | 38 | 34 | 25 | 54 | 40 | 15 | 2 | 28 | 28 | 15 | 21 | 13 | 38 | 34 | 25 | 54 | 40 | 15 | 2 | 28 | 28 | 0 | 0 | 0 | 0 | 0 | 0 | 0 | 0 | 0 | 0 | 0 | 0 | 0 | 0 | 0 | 0 | 0 | 0 | 0 | 0 | 0 | 0 | 0 | 0 | 0 | 0 | 0 | 0 | 0 | 0 | 0 | 0 | 0 | 0 | 0 | 0 | -3 | -9 | -5 | -13 | -14 | -11 | -16 | -10 | -4 | -2 | -12 | -12 | 313 | 313 | 0 | 0 | -111 | 2020 | other | TRUE
61925 | N | . | Casa Mesa Wind Energy Center Hybrid | Casa Mesa Wind, LLC | 61531 | NM | MTN | WECC |  | 22 | 2 | NAICS-22 Non-Cogen | WT | WND | WND | PNM | M |  | 0 | 0 | 0 | 0 | 0 | 0 | 0 | 0 | 0 | 0 | 0 | 0 | 0 | 0 | 0 | 0 | 0 | 0 | 0 | 0 | 0 | 0 | 0 | 0 | 0 | 0 | 0 | 0 | 0 | 0 | 0 | 0 | 0 | 0 | 0 | 0 | 151283 | 135380 | 164066 | 147180 | 154255 | 198055 | 109561 | 117285 | 110903 | 34393 | 164907 | 155956 | 151283 | 135380 | 164066 | 147180 | 154255 | 198055 | 109561 | 117285 | 110903 | 34393 | 164907 | 155956 | 17256 | 15442 | 18714 | 16788 | 17595 | 22591 | 12497 | 13378 | 12650 | 3923 | 18810 | 17789 | 0 | 0 | 1643224 | 1643224 | 187433 | 2020 | onshore wind | TRUE
61926 | N | . | Armadillo Flats Wind Project, LLC | Armadillo Flats Wind Project, LLC | 61530 | OK | WSC | MRO |  | 22 | 2 | NAICS-22 Non-Cogen | WT | WND | WND | SWPP | M |  | 0 | 0 | 0 | 0 | 0 | 0 | 0 | 0 | 0 | 0 | 0 | 0 | 0 | 0 | 0 | 0 | 0 | 0 | 0 | 0 | 0 | 0 | 0 | 0 | 0 | 0 | 0 | 0 | 0 | 0 | 0 | 0 | 0 | 0 | 0 | 0 | 785374 | 732299 | 709531 | 793142 | 644918 | 943601 | 559940 | 545483 | 540775 | 721401 | 848882 | 667590 | 785374 | 732299 | 709531 | 793142 | 644918 | 943601 | 559940 | 545483 | 540775 | 721401 | 848882 | 667590 | 89583 | 83529 | 80932 | 90469 | 73562 | 107631 | 63869 | 62220 | 61683 | 82286 | 96827 | 76148 | 0 | 0 | 8492936 | 8492936 | 968739 | 2020 | onshore wind | TRUE
61927 | Y | . | Georgia-Pacific Taylorsville Plywood | Georgia-Pacific Wood Products LLC | 61499 | MS | ESC | SERC |  | 321 | 7 | Industrial NAICS Cogen | GT | NG | NG | SOCO | A | mcf | 59271 | 60793 | 48069 | 47205 | 58159 | 60706 | 69498 | 68583 | 57088 | 52935 | 45726 | 54045 | 57657 | 59136 | 46759 | 45919 | 56573 | 59051 | 67603 | 66713 | 55532 | 51492 | 44479 | 52572 | 1 | 1 | 1 | 1 | 1 | 1 | 1 | 1 | 1 | 1 | 1 | 1 | 59271 | 60793 | 48069 | 47205 | 58159 | 60706 | 69498 | 68583 | 57088 | 52935 | 45726 | 54045 | 57657 | 59136 | 46759 | 45919 | 56573 | 59051 | 67603 | 66713 | 55532 | 51492 | 44479 | 52572 | 5003.533 | 5131.873 | 4057.766 | 3984.874 | 4909.483 | 5124.532 | 5866.696 | 5789.434 | 4819.131 | 4468.497 | 3859.965 | 4562.216 | 682078 | 663486 | 682078 | 663486 | 57578 | 2020 | natural gas peaker | FALSE
61928 | N | . | Saint Albans Solar | Cypress Creek Renewables | 61060 | VT | NEW | NPCC |  | 22 | 2 | NAICS-22 Non-Cogen | PV | SUN | SUN | ISNE | A |  | 0 | 0 | 0 | 0 | 0 | 0 | 0 | 0 | 0 | 0 | 0 | 0 | 0 | 0 | 0 | 0 | 0 | 0 | 0 | 0 | 0 | 0 | 0 | 0 | 0 | 0 | 0 | 0 | 0 | 0 | 0 | 0 | 0 | 0 | 0 | 0 | 1245 | 2217 | 6040 | 6853 | 9569 | 8867 | 9137 | 8074 | 6376 | 4464 | 2673 | 1104 | 1245 | 2217 | 6040 | 6853 | 9569 | 8867 | 9137 | 8074 | 6376 | 4464 | 2673 | 1104 | 142.01 | 252.893 | 688.907 | 781.701 | 1091.444 | 1011.454 | 1042.228 | 921.009 | 727.316 | 509.192 | 304.928 | 125.918 | 0 | 0 | 66619 | 66619 | 7599 | 2020 | solar PV | TRUE
61930 | N | . | Techren Solar II LLC | Techren Solar II LLC | 61533 | NV | MTN | WECC |  | 22 | 2 | NAICS-22 Non-Cogen | PV | SUN | SUN | NEVP | M |  | 0 | 0 | 0 | 0 | 0 | 0 | 0 | 0 | 0 | 0 | 0 | 0 | 0 | 0 | 0 | 0 | 0 | 0 | 0 | 0 | 0 | 0 | 0 | 0 | 0 | 0 | 0 | 0 | 0 | 0 | 0 | 0 | 0 | 0 | 0 | 0 | 282218 | 363541 | 395286 | 471060 | 203587 | 550068 | 547359 | 515754 | 445706 | 331726 | 269454 | 249000 | 282218 | 363541 | 395286 | 471060 | 203587 | 550068 | 547359 | 515754 | 445706 | 331726 | 269454 | 249000 | 32191 | 41467 | 45088 | 53731 | 23222 | 62743 | 62434 | 58829 | 50839 | 37838 | 30735 | 28402 | 0 | 0 | 4624759 | 4624759 | 527519 | 2020 | solar PV | TRUE
61931 | N | . | Techren Solar III LLC | Techren Solar III LLC | 61534 | NV | MTN | WECC |  | 22 | 2 | NAICS-22 Non-Cogen | PV | SUN | SUN | NEVP | M |  | . | . | . | . | . | . | . | . | 0 | 0 | 0 | 0 | . | . | . | . | . | . | . | . | 0 | 0 | 0 | 0 | . | . | . | . | . | . | . | . | 0 | 0 | 0 | 0 | . | . | . | . | . | . | . | . | 13168 | 42695 | 29799 | 26634 | . | . | . | . | . | . | . | . | 13168 | 42695 | 29799 | 26634 | . | . | . | . | . | . | . | . | 1502 | 4870 | 3399 | 3038 | 0 | 0 | 112296 | 112296 | 12809 | 2020 | solar PV | TRUE
61932 | N | . | Techren Solar IV LLC | Techren Solar IV LLC | 61535 | NV | MTN | WECC |  | 22 | 2 | NAICS-22 Non-Cogen | PV | SUN | SUN | NEVP | M |  | . | . | . | . | . | . | . | . | 0 | 0 | 0 | 0 | . | . | . | . | . | . | . | . | 0 | 0 | 0 | 0 | . | . | . | . | . | . | . | . | 0 | 0 | 0 | 0 | . | . | . | . | . | . | . | . | 19244 | 40889 | 27432 | 26625 | . | . | . | . | . | . | . | . | 19244 | 40889 | 27432 | 26625 | . | . | . | . | . | . | . | . | 2195 | 4664 | 3129 | 3037 | 0 | 0 | 114190 | 114190 | 13025 | 2020 | solar PV | TRUE
61933 | N | . | Adams Nielson Solar | Adams Nielson Solar, LLC | 61529 | WA | PACC | WECC |  | 22 | 2 | NAICS-22 Non-Cogen | PV | SUN | SUN | AVA | M |  | 0 | 0 | 0 | 0 | 0 | 0 | 0 | 0 | 0 | 0 | 0 | 0 | 0 | 0 | 0 | 0 | 0 | 0 | 0 | 0 | 0 | 0 | 0 | 0 | 0 | 0 | 0 | 0 | 0 | 0 | 0 | 0 | 0 | 0 | 0 | 0 | 8390 | 23732 | 34884 | 43362 | 46062 | 48017 | 57915 | 50533 | 34647 | 28107 | 14466 | 7768 | 8390 | 23732 | 34884 | 43362 | 46062 | 48017 | 57915 | 50533 | 34647 | 28107 | 14466 | 7768 | 957 | 2707 | 3979 | 4946 | 5254 | 5477 | 6606 | 5764 | 3952 | 3206 | 1650 | 886 | 0 | 0 | 397883 | 397883 | 45384 | 2020 | solar PV | TRUE
61934 | N | . | WHA Southbridge Solar Park CSG | Ecogy Delaware II LLC. | 61538 | DE | SAT | RFC |  | 22 | 2 | NAICS-22 Non-Cogen | PV | SUN | SUN | PJM | A |  | 0 | 0 | 0 | 0 | 0 | 0 | 0 | 0 | 0 | 0 | 0 | 0 | 0 | 0 | 0 | 0 | 0 | 0 | 0 | 0 | 0 | 0 | 0 | 0 | 0 | 0 | 0 | 0 | 0 | 0 | 0 | 0 | 0 | 0 | 0 | 0 | 1200 | 1273 | 1685 | 1856 | 2064 | 1877 | 2011 | 1758 | 1486 | 1470 | 1247 | 1211 | 1200 | 1273 | 1685 | 1856 | 2064 | 1877 | 2011 | 1758 | 1486 | 1470 | 1247 | 1211 | 136.829 | 145.194 | 192.227 | 211.703 | 235.448 | 214.121 | 229.439 | 200.492 | 169.526 | 167.678 | 142.184 | 138.159 | 0 | 0 | 19138 | 19138 | 2183 | 2020 | solar PV | TRUE
61936 | N | . | Abbot Solar | Abbot Solar, LLC | 61542 | SC | SAT | SERC |  | 22 | 2 | NAICS-22 Non-Cogen | PV | SUN | SUN | CPLE | A |  | 0 | 0 | 0 | 0 | 0 | 0 | 0 | 0 | 0 | 0 | 0 | 0 | 0 | 0 | 0 | 0 | 0 | 0 | 0 | 0 | 0 | 0 | 0 | 0 | 0 | 0 | 0 | 0 | 0 | 0 | 0 | 0 | 0 | 0 | 0 | 0 | 2013 | 2122 | 2711 | 3457 | 3826 | 3353 | 3809 | 3196 | 2706 | 2678 | 2122 | 2005 | 2013 | 2122 | 2711 | 3457 | 3826 | 3353 | 3809 | 3196 | 2706 | 2678 | 2122 | 2005 | 229.587 | 242.025 | 309.189 | 394.339 | 436.457 | 382.48 | 434.51 | 364.58 | 308.651 | 305.447 | 241.992 | 228.743 | 0 | 0 | 33998 | 33998 | 3878 | 2020 | solar PV | TRUE
61937 | N | . | Ace Solar | ACE Solar, LLC | 61543 | SC | SAT | SERC |  | 22 | 2 | NAICS-22 Non-Cogen | PV | SUN | SUN | DUK | A |  | . | . | 0 | 0 | 0 | 0 | 0 | 0 | 0 | 0 | 0 | 0 | . | . | 0 | 0 | 0 | 0 | 0 | 0 | 0 | 0 | 0 | 0 | . | . | 0 | 0 | 0 | 0 | 0 | 0 | 0 | 0 | 0 | 0 | . | . | 1187 | 1514 | 1676 | 1469 | 1669 | 1400 | 1185 | 1173 | 929 | 878 | . | . | 1187 | 1514 | 1676 | 1469 | 1669 | 1400 | 1185 | 1173 | 929 | 878 | . | . | 135.426 | 172.721 | 191.168 | 167.527 | 190.316 | 159.686 | 135.189 | 133.786 | 105.992 | 100.189 | 0 | 0 | 13080 | 13080 | 1492 | 2020 | solar PV | TRUE
61939 | N | . | Blacktip Solar | Blacktip Solar, LLC | 61545 | SC | SAT | SERC |  | 22 | 2 | NAICS-22 Non-Cogen | PV | SUN | SUN | CPLE | A |  | 0 | 0 | 0 | 0 | 0 | 0 | 0 | 0 | 0 | 0 | 0 | 0 | 0 | 0 | 0 | 0 | 0 | 0 | 0 | 0 | 0 | 0 | 0 | 0 | 0 | 0 | 0 | 0 | 0 | 0 | 0 | 0 | 0 | 0 | 0 | 0 | 2005 | 2114 | 2700 | 3444 | 3812 | 3340 | 3795 | 3184 | 2695 | 2668 | 2113 | 1998 | 2005 | 2114 | 2700 | 3444 | 3812 | 3340 | 3795 | 3184 | 2695 | 2668 | 2113 | 1998 | 228.697 | 241.089 | 307.993 | 392.814 | 434.769 | 381.001 | 432.83 | 363.17 | 307.457 | 304.266 | 241.056 | 227.858 | 0 | 0 | 33868 | 33868 | 3863 | 2020 | solar PV | TRUE
61940 | N | . | Bloom Solar | Bloom Solar, LLC | 61546 | SC | SAT | SERC |  | 22 | 2 | NAICS-22 Non-Cogen | PV | SUN | SUN | CPLE | A |  | 0 | 0 | 0 | 0 | 0 | 0 | 0 | 0 | 0 | 0 | 0 | 0 | 0 | 0 | 0 | 0 | 0 | 0 | 0 | 0 | 0 | 0 | 0 | 0 | 0 | 0 | 0 | 0 | 0 | 0 | 0 | 0 | 0 | 0 | 0 | 0 | 1997 | 2105 | 2689 | 3430 | 3796 | 3326 | 3779 | 3171 | 2684 | 2656 | 2105 | 1989 | 1997 | 2105 | 2689 | 3430 | 3796 | 3326 | 3779 | 3171 | 2684 | 2656 | 2105 | 1989 | 227.75 | 240.09 | 306.718 | 391.187 | 432.968 | 379.423 | 431.037 | 361.666 | 306.184 | 303.006 | 240.057 | 226.914 | 0 | 0 | 33727 | 33727 | 3847 | 2020 | solar PV | TRUE
61941 | N | . | Bond Solar | Bond Solar, LLC | 61547 | SC | SAT | SERC |  | 22 | 2 | NAICS-22 Non-Cogen | PV | SUN | SUN | CPLE | A |  | 0 | 0 | 0 | 0 | 0 | 0 | 0 | 0 | 0 | 0 | 0 | 0 | 0 | 0 | 0 | 0 | 0 | 0 | 0 | 0 | 0 | 0 | 0 | 0 | 0 | 0 | 0 | 0 | 0 | 0 | 0 | 0 | 0 | 0 | 0 | 0 | 1965 | 2071 | 2646 | 3375 | 3736 | 3274 | 3719 | 3120 | 2642 | 2614 | 2071 | 1958 | 1965 | 2071 | 2646 | 3375 | 3736 | 3274 | 3719 | 3120 | 2642 | 2614 | 2071 | 1958 | 224.139 | 236.283 | 301.854 | 384.984 | 426.103 | 373.407 | 424.202 | 355.931 | 301.329 | 298.201 | 236.251 | 223.316 | 0 | 0 | 33191 | 33191 | 3786 | 2020 | solar PV | TRUE
61942 | N | . | Gary Solar | Gary Solar, LLC | 61548 | SC | SAT | SERC |  | 22 | 2 | NAICS-22 Non-Cogen | PV | SUN | SUN | CPLE | A |  | 0 | 0 | 0 | 0 | 0 | 0 | 0 | 0 | 0 | 0 | 0 | 0 | 0 | 0 | 0 | 0 | 0 | 0 | 0 | 0 | 0 | 0 | 0 | 0 | 0 | 0 | 0 | 0 | 0 | 0 | 0 | 0 | 0 | 0 | 0 | 0 | 1968 | 2074 | 2650 | 3380 | 3741 | 3278 | 3724 | 3125 | 2645 | 2618 | 2074 | 1960 | 1968 | 2074 | 2650 | 3380 | 3741 | 3278 | 3724 | 3125 | 2645 | 2618 | 2074 | 1960 | 224.434 | 236.595 | 302.253 | 385.493 | 426.666 | 373.9 | 424.762 | 356.401 | 301.727 | 298.595 | 236.563 | 223.611 | 0 | 0 | 33237 | 33237 | 3791 | 2020 | solar PV | TRUE
61943 | N | . | Goldenrod Solar | Goldenrod Solar, LLC | 61549 | SC | SAT | SERC |  | 22 | 2 | NAICS-22 Non-Cogen | PV | SUN | SUN | CPLE | A |  | 0 | 0 | 0 | 0 | 0 | 0 | 0 | 0 | 0 | 0 | 0 | 0 | 0 | 0 | 0 | 0 | 0 | 0 | 0 | 0 | 0 | 0 | 0 | 0 | 0 | 0 | 0 | 0 | 0 | 0 | 0 | 0 | 0 | 0 | 0 | 0 | 1995 | 2103 | 2686 | 3426 | 3792 | 3323 | 3775 | 3167 | 2682 | 2654 | 2102 | 1987 | 1995 | 2103 | 2686 | 3426 | 3792 | 3323 | 3775 | 3167 | 2682 | 2654 | 2102 | 1987 | 227.512 | 239.841 | 306.399 | 390.78 | 432.518 | 379.028 | 430.589 | 361.29 | 305.866 | 302.691 | 239.808 | 226.678 | 0 | 0 | 33692 | 33692 | 3843 | 2020 | solar PV | TRUE
61944 | N | . | Jessamine Solar | Jessamine Solar, LLC | 61550 | SC | SAT | SERC |  | 22 | 2 | NAICS-22 Non-Cogen | PV | SUN | SUN | CPLE | A |  | 0 | 0 | 0 | 0 | 0 | 0 | 0 | 0 | 0 | 0 | 0 | 0 | 0 | 0 | 0 | 0 | 0 | 0 | 0 | 0 | 0 | 0 | 0 | 0 | 0 | 0 | 0 | 0 | 0 | 0 | 0 | 0 | 0 | 0 | 0 | 0 | 1916 | 2020 | 2580 | 3290 | 3642 | 3192 | 3626 | 3042 | 2575 | 2549 | 2019 | 1909 | 1916 | 2020 | 2580 | 3290 | 3642 | 3192 | 3626 | 3042 | 2575 | 2549 | 2019 | 1909 | 218.514 | 230.354 | 294.28 | 375.324 | 415.411 | 364.037 | 413.558 | 347 | 293.768 | 290.718 | 230.323 | 217.713 | 0 | 0 | 32360 | 32360 | 3691 | 2020 | solar PV | TRUE
61945 | N | . | Pelzer Solar I | Pelzer Solar I, LLC | 61552 | SC | SAT | SERC |  | 22 | 2 | NAICS-22 Non-Cogen | PV | SUN | SUN | DUK | A |  | 0 | 0 | 0 | 0 | 0 | 0 | 0 | 0 | 0 | 0 | 0 | 0 | 0 | 0 | 0 | 0 | 0 | 0 | 0 | 0 | 0 | 0 | 0 | 0 | 0 | 0 | 0 | 0 | 0 | 0 | 0 | 0 | 0 | 0 | 0 | 0 | 1048 | 1105 | 1411 | 1800 | 1992 | 1746 | 1983 | 1664 | 1409 | 1394 | 1105 | 1044 | 1048 | 1105 | 1411 | 1800 | 1992 | 1746 | 1983 | 1664 | 1409 | 1394 | 1105 | 1044 | 119.529 | 126.005 | 160.973 | 205.305 | 227.232 | 199.13 | 226.219 | 189.811 | 160.693 | 159.025 | 125.988 | 119.09 | 0 | 0 | 17701 | 17701 | 2019 | 2020 | solar PV | TRUE
61946 | N | . | Redwing Solar | Redwing Solar, LLC | 61553 | SC | SAT | SERC |  | 111 | 6 | Industrial NAICS Non-Cogen | PV | SUN | SUN | CPLE | A |  | 0 | 0 | 0 | 0 | 0 | 0 | 0 | 0 | 0 | 0 | 0 | 0 | 0 | 0 | 0 | 0 | 0 | 0 | 0 | 0 | 0 | 0 | 0 | 0 | 0 | 0 | 0 | 0 | 0 | 0 | 0 | 0 | 0 | 0 | 0 | 0 | 2034 | 2144 | 2739 | 3494 | 3867 | 3389 | 3850 | 3230 | 2735 | 2706 | 2144 | 2027 | 2034 | 2144 | 2739 | 3494 | 3867 | 3389 | 3850 | 3230 | 2735 | 2706 | 2144 | 2027 | 232.013 | 244.584 | 312.458 | 398.508 | 441.072 | 386.524 | 439.104 | 368.435 | 311.914 | 308.677 | 244.55 | 231.161 | 0 | 0 | 34359 | 34359 | 3919 | 2020 | solar PV | FALSE
61947 | N | . | River Solar | River Solar, LLC | 61554 | SC | SAT | SERC |  | 22 | 2 | NAICS-22 Non-Cogen | PV | SUN | SUN | CPLE | A |  | 0 | 0 | 0 | 0 | 0 | 0 | 0 | 0 | 0 | 0 | 0 | 0 | 0 | 0 | 0 | 0 | 0 | 0 | 0 | 0 | 0 | 0 | 0 | 0 | 0 | 0 | 0 | 0 | 0 | 0 | 0 | 0 | 0 | 0 | 0 | 0 | 1971 | 2078 | 2654 | 3385 | 3746 | 3283 | 3730 | 3130 | 2649 | 2622 | 2077 | 1964 | 1971 | 2078 | 2654 | 3385 | 3746 | 3283 | 3730 | 3130 | 2649 | 2622 | 2077 | 1964 | 224.791 | 236.97 | 302.731 | 386.103 | 427.341 | 374.491 | 425.435 | 356.965 | 302.204 | 299.067 | 236.937 | 223.965 | 0 | 0 | 33289 | 33289 | 3797 | 2020 | solar PV | TRUE
61948 | N | . | Sapphire Solar | Sapphire Solar, LLC | 61555 | SC | SAT | SERC |  | 22 | 2 | NAICS-22 Non-Cogen | PV | SUN | SUN | CPLE | A |  | 0 | 0 | 0 | 0 | 0 | 0 | 0 | 0 | 0 | 0 | 0 | 0 | 0 | 0 | 0 | 0 | 0 | 0 | 0 | 0 | 0 | 0 | 0 | 0 | 0 | 0 | 0 | 0 | 0 | 0 | 0 | 0 | 0 | 0 | 0 | 0 | 1949 | 2055 | 2625 | 3348 | 3705 | 3247 | 3689 | 3095 | 2620 | 2593 | 2054 | 1942 | 1949 | 2055 | 2625 | 3348 | 3705 | 3247 | 3689 | 3095 | 2620 | 2593 | 2054 | 1942 | 222.302 | 234.349 | 299.383 | 381.832 | 422.614 | 370.349 | 420.729 | 353.017 | 298.862 | 295.759 | 234.316 | 221.488 | 0 | 0 | 32922 | 32922 | 3755 | 2020 | solar PV | TRUE
61949 | N | . | South Solar | South Solar, LLC | 61556 | SC | SAT | SERC |  | 22 | 2 | NAICS-22 Non-Cogen | PV | SUN | SUN | CPLE | A |  | 0 | 0 | 0 | 0 | 0 | 0 | 0 | 0 | 0 | 0 | 0 | 0 | 0 | 0 | 0 | 0 | 0 | 0 | 0 | 0 | 0 | 0 | 0 | 0 | 0 | 0 | 0 | 0 | 0 | 0 | 0 | 0 | 0 | 0 | 0 | 0 | 1946 | 2052 | 2621 | 3343 | 3700 | 3243 | 3684 | 3091 | 2617 | 2589 | 2052 | 1939 | 1946 | 2052 | 2621 | 3343 | 3700 | 3243 | 3684 | 3091 | 2617 | 2589 | 2052 | 1939 | 222.008 | 234.037 | 298.984 | 381.323 | 422.051 | 369.856 | 420.168 | 352.547 | 298.464 | 295.365 | 234.004 | 221.193 | 0 | 0 | 32877 | 32877 | 3750 | 2020 | solar PV | TRUE
61950 | N | . | Vincent Solar | Vincent Solar, LLC | 61557 | SC | SAT | SERC |  | 22 | 2 | NAICS-22 Non-Cogen | PV | SUN | SUN | CPLE | A |  | 0 | 0 | 0 | 0 | 0 | 0 | 0 | 0 | 0 | 0 | 0 | 0 | 0 | 0 | 0 | 0 | 0 | 0 | 0 | 0 | 0 | 0 | 0 | 0 | 0 | 0 | 0 | 0 | 0 | 0 | 0 | 0 | 0 | 0 | 0 | 0 | 2020 | 2129 | 2720 | 3470 | 3840 | 3365 | 3823 | 3208 | 2716 | 2688 | 2129 | 2013 | 2020 | 2129 | 2720 | 3470 | 3840 | 3365 | 3823 | 3208 | 2716 | 2688 | 2129 | 2013 | 230.415 | 242.899 | 310.305 | 395.763 | 438.033 | 383.861 | 436.079 | 365.896 | 309.766 | 306.55 | 242.865 | 229.568 | 0 | 0 | 34121 | 34121 | 3892 | 2020 | solar PV | TRUE
61951 | N | . | Watauga Solar | Watauga Solar, LLC | 61558 | SC | SAT | SERC |  | 22 | 2 | NAICS-22 Non-Cogen | PV | SUN | SUN | CPLE | A |  | 0 | 0 | 0 | 0 | 0 | 0 | 0 | 0 | 0 | 0 | 0 | 0 | 0 | 0 | 0 | 0 | 0 | 0 | 0 | 0 | 0 | 0 | 0 | 0 | 0 | 0 | 0 | 0 | 0 | 0 | 0 | 0 | 0 | 0 | 0 | 0 | 1890 | 1992 | 2545 | 3246 | 3593 | 3148 | 3577 | 3001 | 2541 | 2514 | 1992 | 1883 | 1890 | 1992 | 2545 | 3246 | 3593 | 3148 | 3577 | 3001 | 2541 | 2514 | 1992 | 1883 | 215.555 | 227.234 | 290.293 | 370.24 | 409.784 | 359.105 | 407.956 | 342.299 | 289.788 | 286.78 | 227.203 | 214.763 | 0 | 0 | 31922 | 31922 | 3641 | 2020 | solar PV | TRUE
61952 | N | . | Whitt Solar | Whitt Solar, LLC | 61559 | SC | SAT | SERC |  | 22 | 2 | NAICS-22 Non-Cogen | PV | SUN | SUN | DUK | A |  | 0 | 0 | 0 | 0 | 0 | 0 | 0 | 0 | 0 | 0 | 0 | 0 | 0 | 0 | 0 | 0 | 0 | 0 | 0 | 0 | 0 | 0 | 0 | 0 | 0 | 0 | 0 | 0 | 0 | 0 | 0 | 0 | 0 | 0 | 0 | 0 | 2126 | 2241 | 2863 | 3652 | 4042 | 3542 | 4023 | 3376 | 2858 | 2828 | 2241 | 2118 | 2126 | 2241 | 2863 | 3652 | 4042 | 3542 | 4023 | 3376 | 2858 | 2828 | 2241 | 2118 | 242.492 | 255.63 | 326.57 | 416.507 | 460.993 | 403.981 | 458.936 | 385.075 | 326.002 | 322.618 | 255.595 | 241.601 | 0 | 0 | 35910 | 35910 | 4096 | 2020 | solar PV | TRUE
61953 | N | . | Willis Solar | Willis Solar, LLC | 61560 | SC | SAT | SERC |  | 22 | 2 | NAICS-22 Non-Cogen | PV | SUN | SUN | CPLE | A |  | 0 | 0 | 0 | 0 | 0 | 0 | 0 | 0 | 0 | 0 | 0 | 0 | 0 | 0 | 0 | 0 | 0 | 0 | 0 | 0 | 0 | 0 | 0 | 0 | 0 | 0 | 0 | 0 | 0 | 0 | 0 | 0 | 0 | 0 | 0 | 0 | 1956 | 2062 | 2634 | 3360 | 3719 | 3259 | 3702 | 3106 | 2630 | 2603 | 2062 | 1949 | 1956 | 2062 | 2634 | 3360 | 3719 | 3259 | 3702 | 3106 | 2630 | 2603 | 2062 | 1949 | 223.132 | 235.222 | 300.499 | 383.256 | 424.19 | 371.73 | 422.297 | 354.333 | 299.976 | 296.862 | 235.19 | 222.313 | 0 | 0 | 33042 | 33042 | 3769 | 2020 | solar PV | TRUE
61954 | N | . | Delta Solar Power I | Delta Solar Power I, LLC | 61406 | MI | ENC | RFC |  | 22 | 2 | NAICS-22 Non-Cogen | PV | SUN | SUN | MISO | A |  | 0 | 0 | 0 | 0 | 0 | 0 | 0 | 0 | 0 | 0 | 0 | 0 | 0 | 0 | 0 | 0 | 0 | 0 | 0 | 0 | 0 | 0 | 0 | 0 | 0 | 0 | 0 | 0 | 0 | 0 | 0 | 0 | 0 | 0 | 0 | 0 | 4348 | 6457 | 9496 | 11655 | 13739 | 16892 | 16228 | 15256 | 11940 | 9432 | 6411 | 4662 | 4348 | 6457 | 9496 | 11655 | 13739 | 16892 | 16228 | 15256 | 11940 | 9432 | 6411 | 4662 | 495.939 | 736.491 | 1083.126 | 1329.412 | 1567.167 | 1926.776 | 1851.084 | 1740.198 | 1361.882 | 1075.887 | 731.259 | 531.779 | 0 | 0 | 126516 | 126516 | 14431 | 2020 | solar PV | TRUE
61955 | N | . | Delta Solar Power II | Delta Solar Power II, LLC | 61407 | MI | ENC | RFC |  | 22 | 2 | NAICS-22 Non-Cogen | PV | SUN | SUN | MISO | A |  | 0 | 0 | 0 | 0 | 0 | 0 | 0 | 0 | 0 | 0 | 0 | 0 | 0 | 0 | 0 | 0 | 0 | 0 | 0 | 0 | 0 | 0 | 0 | 0 | 0 | 0 | 0 | 0 | 0 | 0 | 0 | 0 | 0 | 0 | 0 | 0 | 8371 | 12431 | 18282 | 22439 | 26452 | 32522 | 31245 | 29373 | 22987 | 18160 | 12343 | 8976 | 8371 | 12431 | 18282 | 22439 | 26452 | 32522 | 31245 | 29373 | 22987 | 18160 | 12343 | 8976 | 954.834 | 1417.966 | 2085.342 | 2559.516 | 3017.267 | 3709.621 | 3563.891 | 3350.403 | 2622.03 | 2071.404 | 1407.892 | 1023.834 | 0 | 0 | 243581 | 243581 | 27784 | 2020 | solar PV | TRUE
61956 | N | . | MCRD Parris Island PV Hybrid | Ameresco Federal Solutions | 60146 | SC | SAT | SERC |  | 22 | 2 | NAICS-22 Non-Cogen | BA | MWH | OTH | SCEG | A | megawatthours | 29 | 28 | 33 | 33 | 33 | 30 | 32 | 32 | 31 | 30 | 30 | 33 | 29 | 28 | 33 | 33 | 33 | 30 | 32 | 32 | 31 | 30 | 30 | 33 | 0 | 0 | 0 | 0 | 0 | 0 | 0 | 0 | 0 | 0 | 0 | 0 | 0 | 0 | 0 | 0 | 0 | 0 | 0 | 0 | 0 | 0 | 0 | 0 | 0 | 0 | 0 | 0 | 0 | 0 | 0 | 0 | 0 | 0 | 0 | 0 | 135.01 | 130.903 | 156.065 | 153.204 | 151.69 | 142.126 | 148.409 | 151.017 | 142.467 | 138.009 | 139.162 | 155.938 | 374 | 374 | 0 | 0 | 1744 | 2020 | other | TRUE
61956 | N | . | MCRD Parris Island PV Hybrid | Ameresco Federal Solutions | 60146 | SC | SAT | SERC |  | 22 | 2 | NAICS-22 Non-Cogen | GT | NG | NG | SCEG | A | mcf | 25169 | 24718 | 25687 | 25547 | 27636 | 25197 | 33611 | 29706 | 23324 | 21757 | 19597 | 23787 | 25169 | 24718 | 25687 | 25547 | 27636 | 25197 | 33611 | 29706 | 23324 | 21757 | 19597 | 23787 | 0.95 | 0.95 | 0.95 | 0.95 | 0.95 | 0.95 | 0.95 | 0.95 | 0.95 | 0.95 | 0.95 | 0.95 | 23911 | 23482 | 24403 | 24270 | 26254 | 23937 | 31930 | 28221 | 22158 | 20669 | 18617 | 22598 | 23911 | 23482 | 24403 | 24270 | 26254 | 23937 | 31930 | 28221 | 22158 | 20669 | 18617 | 22598 | 2010.235 | 1974.115 | 2051.53 | 2040.331 | 2207.146 | 2012.364 | 2684.396 | 2372.526 | 1862.83 | 1737.65 | 1565.116 | 1899.761 | 305736 | 305736 | 290450 | 290450 | 24418 | 2020 | natural gas peaker | TRUE
61956 | N | . | MCRD Parris Island PV Hybrid | Ameresco Federal Solutions | 60146 | SC | SAT | SERC |  | 22 | 2 | NAICS-22 Non-Cogen | IC | DFO | DFO | SCEG | A | barrels | 7 | 9 | 7 | 5 | 8 | 8 | 6 | 6 | 6 | 5 | 4 | 12 | 7 | 9 | 7 | 5 | 8 | 8 | 6 | 6 | 6 | 5 | 4 | 12 | 5.67 | 5.67 | 5.67 | 5.67 | 5.67 | 5.67 | 5.67 | 5.67 | 5.67 | 5.67 | 5.67 | 5.67 | 40 | 51 | 40 | 28 | 45 | 45 | 34 | 34 | 34 | 28 | 23 | 68 | 40 | 51 | 40 | 28 | 45 | 45 | 34 | 34 | 34 | 28 | 23 | 68 | 4.826 | 6.22 | 4.579 | 3.52 | 5.706 | 5.806 | 3.9 | 4.446 | 4.264 | 3.568 | 2.961 | 8.204 | 83 | 83 | 470 | 470 | 58 | 2020 | petroleum | TRUE
61956 | N | . | MCRD Parris Island PV Hybrid | Ameresco Federal Solutions | 60146 | SC | SAT | SERC |  | 22 | 2 | NAICS-22 Non-Cogen | PV | SUN | SUN | SCEG | A |  | 0 | 0 | 0 | 0 | 0 | 0 | 0 | 0 | 0 | 0 | 0 | 0 | 0 | 0 | 0 | 0 | 0 | 0 | 0 | 0 | 0 | 0 | 0 | 0 | 0 | 0 | 0 | 0 | 0 | 0 | 0 | 0 | 0 | 0 | 0 | 0 | 5143 | 5422 | 6926 | 8834 | 9777 | 8568 | 9734 | 8167 | 6914 | 6842 | 5421 | 5124 | 5143 | 5422 | 6926 | 8834 | 9777 | 8568 | 9734 | 8167 | 6914 | 6842 | 5421 | 5124 | 586.635 | 618.418 | 790.035 | 1007.609 | 1115.228 | 977.307 | 1110.253 | 931.569 | 788.66 | 780.474 | 618.333 | 584.479 | 0 | 0 | 86872 | 86872 | 9909 | 2020 | solar PV | TRUE
61957 | N | . | Pratt Wind, LLC | Pratt Wind, LLC | 61537 | KS | WNC | MRO |  | 22 | 2 | NAICS-22 Non-Cogen | WT | WND | WND | SWPP | M |  | 0 | 0 | 0 | 0 | 0 | 0 | 0 | 0 | 0 | 0 | 0 | 0 | 0 | 0 | 0 | 0 | 0 | 0 | 0 | 0 | 0 | 0 | 0 | 0 | 0 | 0 | 0 | 0 | 0 | 0 | 0 | 0 | 0 | 0 | 0 | 0 | 722979 | 756355 | 764254 | 794799 | 722708 | 1044842 | 588362 | 626481 | 660944 | 818750 | 891990 | 781148 | 722979 | 756355 | 764254 | 794799 | 722708 | 1044842 | 588362 | 626481 | 660944 | 818750 | 891990 | 781148 | 82466 | 86273 | 87174 | 90658 | 82435 | 119179 | 67111 | 71459 | 75390 | 93390 | 101744 | 89101 | 0 | 0 | 9173612 | 9173612 | 1046380 | 2020 | onshore wind | TRUE
61958 | N | . | Broadalbin-Perth Solar | AES Distributed Energy | 61012 | NY | MAT | NPCC |  | 22 | 2 | NAICS-22 Non-Cogen | PV | SUN | SUN | NYIS | A |  | 0 | 0 | 0 | 0 | 0 | 0 | 0 | 0 | 0 | 0 | 0 | 0 | 0 | 0 | 0 | 0 | 0 | 0 | 0 | 0 | 0 | 0 | 0 | 0 | 0 | 0 | 0 | 0 | 0 | 0 | 0 | 0 | 0 | 0 | 0 | 0 | 1014 | 1133 | 1638 | 1642 | 2156 | 2168 | 2062 | 1750 | 1721 | 1222 | 1126 | 761 | 1014 | 1133 | 1638 | 1642 | 2156 | 2168 | 2062 | 1750 | 1721 | 1222 | 1126 | 761 | 115.704 | 129.182 | 186.785 | 187.296 | 245.956 | 247.256 | 235.162 | 199.669 | 196.361 | 139.407 | 128.381 | 86.841 | 0 | 0 | 18393 | 18393 | 2098 | 2020 | solar PV | TRUE
61959 | N | . | Coolidge Solar 1, LLC | Coolidge Solar I, LLC | 61540 | VT | NEW | NPCC |  | 22 | 2 | NAICS-22 Non-Cogen | PV | SUN | SUN | ISNE | M |  | 0 | 0 | 0 | 0 | 0 | 0 | 0 | 0 | 0 | 0 | 0 | 0 | 0 | 0 | 0 | 0 | 0 | 0 | 0 | 0 | 0 | 0 | 0 | 0 | 0 | 0 | 0 | 0 | 0 | 0 | 0 | 0 | 0 | 0 | 0 | 0 | 4717 | 4068 | 21830 | 25582 | 37488 | 34393 | 34893 | 32192 | 29369 | 17552 | 11160 | 4129 | 4717 | 4068 | 21830 | 25582 | 37488 | 34393 | 34893 | 32192 | 29369 | 17552 | 11160 | 4129 | 538 | 464 | 2490 | 2918 | 4276 | 3923 | 3980 | 3672 | 3350 | 2002 | 1273 | 471 | 0 | 0 | 257373 | 257373 | 29357 | 2020 | solar PV | TRUE
61960 | N | . | Atood II | Cypress Creek Renewables | 61060 | SC | SAT | SERC |  | 22 | 2 | NAICS-22 Non-Cogen | PV | SUN | SUN | DUK | A |  | 0 | 0 | 0 | 0 | 0 | 0 | 0 | 0 | 0 | 0 | 0 | 0 | 0 | 0 | 0 | 0 | 0 | 0 | 0 | 0 | 0 | 0 | 0 | 0 | 0 | 0 | 0 | 0 | 0 | 0 | 0 | 0 | 0 | 0 | 0 | 0 | 1750 | 1844 | 2356 | 3005 | 3326 | 2915 | 3311 | 2778 | 2352 | 2328 | 1844 | 1743 | 1750 | 1844 | 2356 | 3005 | 3326 | 2915 | 3311 | 2778 | 2352 | 2328 | 1844 | 1743 | 199.571 | 210.383 | 268.767 | 342.784 | 379.396 | 332.476 | 377.703 | 316.916 | 268.299 | 265.514 | 210.354 | 198.837 | 0 | 0 | 29552 | 29552 | 3371 | 2020 | solar PV | TRUE
61961 | N | . | Gaston II | Cypress Creek Renewables | 61060 | SC | SAT | SERC |  | 22 | 2 | NAICS-22 Non-Cogen | PV | SUN | SUN | SCEG | A |  | 0 | 0 | 0 | 0 | 0 | 0 | 0 | 0 | 0 | 0 | 0 | 0 | 0 | 0 | 0 | 0 | 0 | 0 | 0 | 0 | 0 | 0 | 0 | 0 | 0 | 0 | 0 | 0 | 0 | 0 | 0 | 0 | 0 | 0 | 0 | 0 | 7448 | 7852 | 10030 | 12793 | 14159 | 12408 | 14096 | 11827 | 10013 | 9909 | 7850 | 7421 | 7448 | 7852 | 10030 | 12793 | 14159 | 12408 | 14096 | 11827 | 10013 | 9909 | 7850 | 7421 | 849.548 | 895.58 | 1144.112 | 1459.198 | 1615.05 | 1415.315 | 1607.845 | 1349.078 | 1142.121 | 1130.265 | 895.457 | 846.431 | 0 | 0 | 125806 | 125806 | 14350 | 2020 | solar PV | TRUE
61962 | N | . | Holstein 1 Solar Farm | 226HC 8me LLC | 61524 | TX | WSC | TRE |  | 22 | 2 | NAICS-22 Non-Cogen | PV | SUN | SUN | ERCO | M |  | . | . | . | . | 0 | 0 | 0 | 0 | 0 | 0 | 0 | 0 | . | . | . | . | 0 | 0 | 0 | 0 | 0 | 0 | 0 | 0 | . | . | . | . | 0 | 0 | 0 | 0 | 0 | 0 | 0 | 0 | . | . | . | . | 598839 | 465300 | 474979 | 457453 | 332857 | 338827 | 256663 | 231650 | . | . | . | . | 598839 | 465300 | 474979 | 457453 | 332857 | 338827 | 256663 | 231650 | . | . | . | . | 68306 | 53074 | 54178 | 52179 | 37967 | 38648 | 29276 | 26423 | 0 | 0 | 3156568 | 3156568 | 360051 | 2020 | solar PV | TRUE
61965 | N | . | Quakertown Solar Farm, LLC | NJR Clean Energy Ventures Corporation | 56990 | NJ | MAT | RFC |  | 22 | 2 | NAICS-22 Non-Cogen | PV | SUN | SUN | PJM | A |  | 0 | 0 | 0 | 0 | 0 | 0 | 0 | 0 | 0 | 0 | 0 | 0 | 0 | 0 | 0 | 0 | 0 | 0 | 0 | 0 | 0 | 0 | 0 | 0 | 0 | 0 | 0 | 0 | 0 | 0 | 0 | 0 | 0 | 0 | 0 | 0 | 5916 | 6647 | 9520 | 9899 | 12956 | 13600 | 12809 | 11067 | 10169 | 7343 | 6738 | 4667 | 5916 | 6647 | 9520 | 9899 | 12956 | 13600 | 12809 | 11067 | 10169 | 7343 | 6738 | 4667 | 674.815 | 758.158 | 1085.857 | 1129.172 | 1477.781 | 1551.267 | 1461.053 | 1262.402 | 1159.94 | 837.618 | 768.613 | 532.324 | 0 | 0 | 111331 | 111331 | 12699 | 2020 | solar PV | TRUE
61968 | N | . | Chisago Holdco LLC, CSG | Chisago Holdco LLC | 61568 | MN | WNC | MRO |  | 22 | 2 | NAICS-22 Non-Cogen | PV | SUN | SUN | MISO | A |  | 0 | 0 | 0 | 0 | 0 | 0 | 0 | 0 | 0 | 0 | 0 | 0 | 0 | 0 | 0 | 0 | 0 | 0 | 0 | 0 | 0 | 0 | 0 | 0 | 0 | 0 | 0 | 0 | 0 | 0 | 0 | 0 | 0 | 0 | 0 | 0 | 1091 | 2420 | 2936 | 3881 | 4037 | 4376 | 4219 | 4178 | 2946 | 2205 | 1687 | 1056 | 1091 | 2420 | 2936 | 3881 | 4037 | 4376 | 4219 | 4178 | 2946 | 2205 | 1687 | 1056 | 124.449 | 275.985 | 334.849 | 442.695 | 460.494 | 499.124 | 481.29 | 476.571 | 336.067 | 251.5 | 192.472 | 120.504 | 0 | 0 | 35032 | 35032 | 3996 | 2020 | solar PV | TRUE
61969 | N | . | Torrecillas Wind Energy, LLC | Torrecillas Wind Energy, LLC | 61562 | TX | WSC | TRE |  | 22 | 2 | NAICS-22 Non-Cogen | WT | WND | WND | ERCO | M |  | 0 | 0 | 0 | 0 | 0 | 0 | 0 | 0 | 0 | 0 | 0 | 0 | 0 | 0 | 0 | 0 | 0 | 0 | 0 | 0 | 0 | 0 | 0 | 0 | 0 | 0 | 0 | 0 | 0 | 0 | 0 | 0 | 0 | 0 | 0 | 0 | 888343 | 847690 | 941067 | 679793 | 919623 | 861963 | 1045298 | 774450 | 618845 | 765456 | 716553 | 947011 | 888343 | 847690 | 941067 | 679793 | 919623 | 861963 | 1045298 | 774450 | 618845 | 765456 | 716553 | 947011 | 101328 | 96691 | 107342 | 77540 | 104896 | 98319 | 119231 | 88337 | 70588 | 87311 | 81733 | 108020 | 0 | 0 | 10006092 | 10006092 | 1141336 | 2020 | onshore wind | TRUE
61970 | N | . | Blue Summit II Wind, LLC | Blue Summit II Wind, LLC | 61563 | TX | WSC | TRE |  | 22 | 2 | NAICS-22 Non-Cogen | WT | WND | WND | ERCO | M |  | 0 | 0 | 0 | 0 | 0 | 0 | 0 | 0 | 0 | 0 | 0 | 0 | 0 | 0 | 0 | 0 | 0 | 0 | 0 | 0 | 0 | 0 | 0 | 0 | 0 | 0 | 0 | 0 | 0 | 0 | 0 | 0 | 0 | 0 | 0 | 0 | 302409 | 296737 | 270725 | 319364 | 285068 | 361902 | 247694 | 245353 | 182520 | 288811 | 315594 | 305451 | 302409 | 296737 | 270725 | 319364 | 285068 | 361902 | 247694 | 245353 | 182520 | 288811 | 315594 | 305451 | 34494 | 33847 | 30880 | 36428 | 32516 | 41280 | 28253 | 27986 | 20819 | 32943 | 35998 | 34841 | 0 | 0 | 3421628 | 3421628 | 390285 | 2020 | onshore wind | TRUE
61971 | N | . | Corcoran CSG | Altus Power America Management, LLC | 60281 | MN | WNC | MRO |  | 22 | 2 | NAICS-22 Non-Cogen | PV | SUN | SUN | MISO | A |  | 0 | 0 | 0 | 0 | 0 | 0 | 0 | 0 | 0 | 0 | 0 | 0 | 0 | 0 | 0 | 0 | 0 | 0 | 0 | 0 | 0 | 0 | 0 | 0 | 0 | 0 | 0 | 0 | 0 | 0 | 0 | 0 | 0 | 0 | 0 | 0 | 1871 | 4148 | 5033 | 6654 | 6922 | 7502 | 7234 | 7163 | 5051 | 3780 | 2893 | 1811 | 1871 | 4148 | 5033 | 6654 | 6922 | 7502 | 7234 | 7163 | 5051 | 3780 | 2893 | 1811 | 213.364 | 473.166 | 574.087 | 758.985 | 789.5 | 855.73 | 825.155 | 817.064 | 576.175 | 431.188 | 329.986 | 206.6 | 0 | 0 | 60062 | 60062 | 6851 | 2020 | solar PV | TRUE
61972 | N | . | Richardson Solar | DP-C2 Episode 1 LLC | 61567 | SC | SAT | SERC |  | 22 | 2 | NAICS-22 Non-Cogen | PV | SUN | SUN | SCEG | A |  | 0 | 0 | 0 | 0 | 0 | 0 | 0 | 0 | 0 | 0 | 0 | 0 | 0 | 0 | 0 | 0 | 0 | 0 | 0 | 0 | 0 | 0 | 0 | 0 | 0 | 0 | 0 | 0 | 0 | 0 | 0 | 0 | 0 | 0 | 0 | 0 | 3475 | 3664 | 4680 | 5969 | 6607 | 5790 | 6577 | 5519 | 4672 | 4624 | 3663 | 3463 | 3475 | 3664 | 4680 | 5969 | 6607 | 5790 | 6577 | 5519 | 4672 | 4624 | 3663 | 3463 | 396.415 | 417.896 | 533.866 | 680.891 | 753.615 | 660.415 | 750.253 | 629.507 | 532.937 | 527.405 | 417.838 | 394.962 | 0 | 0 | 58703 | 58703 | 6696 | 2020 | solar PV | TRUE
61973 | N | . | Blackville Solar II | DP-C2 Episode 1 LLC | 61567 | SC | SAT | SERC |  | 22 | 2 | NAICS-22 Non-Cogen | PV | SUN | SUN | SCEG | A |  | 0 | 0 | 0 | 0 | 0 | 0 | 0 | 0 | 0 | 0 | 0 | 0 | 0 | 0 | 0 | 0 | 0 | 0 | 0 | 0 | 0 | 0 | 0 | 0 | 0 | 0 | 0 | 0 | 0 | 0 | 0 | 0 | 0 | 0 | 0 | 0 | 21935 | 23124 | 29540 | 37676 | 41700 | 36543 | 41514 | 34833 | 29489 | 29183 | 23120 | 21854 | 21935 | 23124 | 29540 | 37676 | 41700 | 36543 | 41514 | 34833 | 29489 | 29183 | 23120 | 21854 | 2501.994 | 2637.562 | 3369.509 | 4297.465 | 4756.462 | 4168.227 | 4735.242 | 3973.152 | 3363.646 | 3328.73 | 2637.199 | 2492.812 | 0 | 0 | 370511 | 370511 | 42262 | 2020 | solar PV | TRUE
61974 | N | . | Diamond Solar | DP-C2 Episode 1 LLC | 61567 | SC | SAT | SERC |  | 22 | 2 | NAICS-22 Non-Cogen | PV | SUN | SUN | SCEG | A |  | 0 | 0 | 0 | 0 | 0 | 0 | 0 | 0 | 0 | 0 | 0 | 0 | 0 | 0 | 0 | 0 | 0 | 0 | 0 | 0 | 0 | 0 | 0 | 0 | 0 | 0 | 0 | 0 | 0 | 0 | 0 | 0 | 0 | 0 | 0 | 0 | 7821 | 8245 | 10533 | 13434 | 14869 | 13030 | 14802 | 12420 | 10515 | 10406 | 8244 | 7792 | 7821 | 8245 | 10533 | 13434 | 14869 | 13030 | 14802 | 12420 | 10515 | 10406 | 8244 | 7792 | 892.114 | 940.453 | 1201.437 | 1532.31 | 1695.971 | 1486.229 | 1688.405 | 1416.673 | 1199.347 | 1186.897 | 940.323 | 888.841 | 0 | 0 | 132111 | 132111 | 15069 | 2020 | solar PV | TRUE
61975 | N | . | Edison Solar | DP-C2 Episode 1 LLC | 61567 | SC | SAT | SERC |  | 22 | 2 | NAICS-22 Non-Cogen | PV | SUN | SUN | SCEG | A |  | 0 | 0 | 0 | 0 | 0 | 0 | 0 | 0 | 0 | 0 | 0 | 0 | 0 | 0 | 0 | 0 | 0 | 0 | 0 | 0 | 0 | 0 | 0 | 0 | 0 | 0 | 0 | 0 | 0 | 0 | 0 | 0 | 0 | 0 | 0 | 0 | 5246 | 5530 | 7065 | 9010 | 9973 | 8739 | 9928 | 8330 | 7052 | 6979 | 5529 | 5227 | 5246 | 5530 | 7065 | 9010 | 9973 | 8739 | 9928 | 8330 | 7052 | 6979 | 5529 | 5227 | 598.355 | 630.776 | 805.821 | 1027.743 | 1137.513 | 996.836 | 1132.438 | 950.183 | 804.419 | 796.069 | 630.689 | 596.158 | 0 | 0 | 88608 | 88608 | 10107 | 2020 | solar PV | TRUE
61976 | N | . | Peony Solar | Peony Solar, LLC | 61566 | SC | SAT | SERC |  | 22 | 2 | NAICS-22 Non-Cogen | PV | SUN | SUN | SCEG | M |  | 0 | 0 | 0 | 0 | 0 | 0 | 0 | 0 | 0 | 0 | 0 | 0 | 0 | 0 | 0 | 0 | 0 | 0 | 0 | 0 | 0 | 0 | 0 | 0 | 0 | 0 | 0 | 0 | 0 | 0 | 0 | 0 | 0 | 0 | 0 | 0 | 37742 | 42722 | 55101 | 23092 | 30062 | 43102 | 65321 | 58888 | 49656 | 54601 | 44931 | 41766 | 37742 | 42722 | 55101 | 23092 | 30062 | 43102 | 65321 | 58888 | 49656 | 54601 | 44931 | 41766 | 4305 | 4873 | 6285 | 2634 | 3429 | 4916.34 | 7450.74 | 6717 | 5664 | 6228 | 5125 | 4764 | 0 | 0 | 546984 | 546984 | 62391.08 | 2020 | solar PV | TRUE
61977 | N | . | Cornillie | Terraform Arcadia | 63249 | MN | WNC | MRO |  | 22 | 2 | NAICS-22 Non-Cogen | PV | SUN | SUN | MISO | A |  | 0 | 0 | 0 | 0 | 0 | 0 | 0 | 0 | 0 | 0 | 0 | 0 | 0 | 0 | 0 | 0 | 0 | 0 | 0 | 0 | 0 | 0 | 0 | 0 | 0 | 0 | 0 | 0 | 0 | 0 | 0 | 0 | 0 | 0 | 0 | 0 | 487 | 1080 | 1310 | 1732 | 1801 | 1952 | 1883 | 1864 | 1315 | 984 | 753 | 471 | 487 | 1080 | 1310 | 1732 | 1801 | 1952 | 1883 | 1864 | 1315 | 984 | 753 | 471 | 55.53 | 123.143 | 149.408 | 197.529 | 205.471 | 222.707 | 214.75 | 212.644 | 149.952 | 112.218 | 85.88 | 53.768 | 0 | 0 | 15632 | 15632 | 1783 | 2020 | solar PV | TRUE
61978 | N | . | Pinesage | Cypress Creek Renewables | 61060 | NC | SAT | SERC |  | 22 | 2 | NAICS-22 Non-Cogen | PV | SUN | SUN | CPLE | A |  | 0 | 0 | 0 | 0 | 0 | 0 | 0 | 0 | 0 | 0 | 0 | 0 | 0 | 0 | 0 | 0 | 0 | 0 | 0 | 0 | 0 | 0 | 0 | 0 | 0 | 0 | 0 | 0 | 0 | 0 | 0 | 0 | 0 | 0 | 0 | 0 | 4327 | 4447 | 5688 | 7726 | 7732 | 7523 | 8415 | 6757 | 5722 | 5801 | 4852 | 4101 | 4327 | 4447 | 5688 | 7726 | 7732 | 7523 | 8415 | 6757 | 5722 | 5801 | 4852 | 4101 | 493.577 | 507.251 | 648.824 | 881.272 | 881.973 | 858.05 | 959.794 | 770.675 | 652.698 | 661.722 | 553.44 | 467.724 | 0 | 0 | 73091 | 73091 | 8337 | 2020 | solar PV | TRUE
61979 | N | . | Syncarpha Prinsburg CSG (Ledeboer) | Prinsburg CSG I, LLC | 61573 | MN | WNC | MRO |  | 22 | 2 | NAICS-22 Non-Cogen | PV | SUN | SUN | MISO | A |  | 0 | 0 | 0 | 0 | 0 | 0 | 0 | 0 | 0 | 0 | 0 | 0 | 0 | 0 | 0 | 0 | 0 | 0 | 0 | 0 | 0 | 0 | 0 | 0 | 0 | 0 | 0 | 0 | 0 | 0 | 0 | 0 | 0 | 0 | 0 | 0 | 511 | 1134 | 1376 | 1819 | 1892 | 2051 | 1978 | 1958 | 1381 | 1033 | 791 | 495 | 511 | 1134 | 1376 | 1819 | 1892 | 2051 | 1978 | 1958 | 1381 | 1033 | 791 | 495 | 58.332 | 129.359 | 156.95 | 207.499 | 215.842 | 233.949 | 225.59 | 223.378 | 157.521 | 117.883 | 90.215 | 56.482 | 0 | 0 | 16419 | 16419 | 1873 | 2020 | solar PV | TRUE
61980 | N | . | Syncarpha Clara City CSG I (Stamer) | Clara City CSG I, LLC | 61571 | MN | WNC | MRO |  | 22 | 2 | NAICS-22 Non-Cogen | PV | SUN | SUN | MISO | A |  | 0 | 0 | 0 | 0 | 0 | 0 | 0 | 0 | 0 | 0 | 0 | 0 | 0 | 0 | 0 | 0 | 0 | 0 | 0 | 0 | 0 | 0 | 0 | 0 | 0 | 0 | 0 | 0 | 0 | 0 | 0 | 0 | 0 | 0 | 0 | 0 | 527 | 1169 | 1418 | 1875 | 1950 | 2113 | 2038 | 2018 | 1423 | 1065 | 815 | 510 | 527 | 1169 | 1418 | 1875 | 1950 | 2113 | 2038 | 2018 | 1423 | 1065 | 815 | 510 | 60.108 | 133.296 | 161.726 | 213.814 | 222.411 | 241.068 | 232.455 | 230.176 | 162.315 | 121.47 | 92.96 | 58.201 | 0 | 0 | 16921 | 16921 | 1930 | 2020 | solar PV | TRUE
61982 | N | . | Columbia Solar Power Plant | Duke Energy Florida, LLC | 6455 | FL | SAT | SERC |  | 22 | 1 | Electric Utility | PV | SUN | SUN | FPC | M |  | . | . | 0 | 0 | 0 | 0 | 0 | 0 | 0 | 0 | 0 | 0 | . | . | 0 | 0 | 0 | 0 | 0 | 0 | 0 | 0 | 0 | 0 | . | . | 0 | 0 | 0 | 0 | 0 | 0 | 0 | 0 | 0 | 0 | . | . | 60931 | 147066 | 180802 | 157639 | 157946 | 145374 | 116505 | 122554 | 100487 | 99654 | . | . | 60931 | 147066 | 180802 | 157639 | 157946 | 145374 | 116505 | 122554 | 100487 | 99654 | . | . | 6950 | 16775 | 20623 | 17981 | 18016 | 16582 | 13289 | 13979 | 11462 | 11367 | 0 | 0 | 1288958 | 1288958 | 147024 | 2020 | solar PV | TRUE
61983 | N | . | Cottage Grove Project CSG | DG Minnesota CSG, LLC | 61187 | MN | WNC | MRO |  | 22 | 2 | NAICS-22 Non-Cogen | PV | SUN | SUN | MISO | A |  | 0 | 0 | 0 | 0 | 0 | 0 | 0 | 0 | 0 | 0 | 0 | 0 | 0 | 0 | 0 | 0 | 0 | 0 | 0 | 0 | 0 | 0 | 0 | 0 | 0 | 0 | 0 | 0 | 0 | 0 | 0 | 0 | 0 | 0 | 0 | 0 | 1971 | 4370 | 5302 | 7009 | 7291 | 7903 | 7621 | 7546 | 5321 | 3982 | 3048 | 1908 | 1971 | 4370 | 5302 | 7009 | 7291 | 7903 | 7621 | 7546 | 5321 | 3982 | 3048 | 1908 | 224.764 | 498.444 | 604.756 | 799.532 | 831.677 | 901.446 | 869.237 | 860.714 | 606.956 | 454.223 | 347.614 | 217.637 | 0 | 0 | 63272 | 63272 | 7217 | 2020 | solar PV | TRUE
61984 | N | . | Solomon Forks Wind Project, LLC | Engie North America | 56201 | KS | WNC | MRO |  | 22 | 2 | NAICS-22 Non-Cogen | WT | WND | WND | SWPP | M |  | 0 | 0 | 0 | 0 | 0 | 0 | 0 | 0 | 0 | 0 | 0 | 0 | 0 | 0 | 0 | 0 | 0 | 0 | 0 | 0 | 0 | 0 | 0 | 0 | 0 | 0 | 0 | 0 | 0 | 0 | 0 | 0 | 0 | 0 | 0 | 0 | 823800 | 891411 | 860946 | 854765 | 895847 | 917782 | 764342 | 795561 | 859990 | 810386 | 938709 | 887852 | 823800 | 891411 | 860946 | 854765 | 895847 | 917782 | 764342 | 795561 | 859990 | 810386 | 938709 | 887852 | 93966 | 101678 | 98203 | 97498 | 102184 | 104686 | 87184 | 90745 | 98094 | 92436 | 107073 | 101272 | 0 | 0 | 10301391 | 10301391 | 1175019 | 2020 | onshore wind | TRUE
61985 | N | . | Colonial Trail West | Dominion Renewable Energy | 58468 | VA | SAT | RFC |  | 22 | 1 | Electric Utility | PV | SUN | SUN | PJM | M |  | 0 | 0 | 0 | 0 | 0 | 0 | 0 | 0 | 0 | 0 | 0 | 0 | 0 | 0 | 0 | 0 | 0 | 0 | 0 | 0 | 0 | 0 | 0 | 0 | 0 | 0 | 0 | 0 | 0 | 0 | 0 | 0 | 0 | 0 | 0 | 0 | 141175 | 148355 | 210934 | 265772 | 282999 | 310115 | 355134 | 243363 | 206349 | 189139 | 157254 | 131531 | 141175 | 148355 | 210934 | 265772 | 282999 | 310115 | 355134 | 243363 | 206349 | 189139 | 157254 | 131531 | 16103 | 16922 | 24060 | 30315 | 32280 | 35373 | 40508 | 27759 | 23537 | 21574 | 17937 | 15003 | 0 | 0 | 2642120 | 2642120 | 301371 | 2020 | solar PV | TRUE
61986 | N | . | Spring Grove I | Dominion Renewable Energy | 58468 | VA | SAT | RFC |  | 22 | 1 | Electric Utility | PV | SUN | SUN | PJM | M |  | . | . | . | . | . | . | . | . | . | . | 0 | 0 | . | . | . | . | . | . | . | . | . | . | 0 | 0 | . | . | . | . | . | . | . | . | . | . | 0 | 0 | . | . | . | . | . | . | . | . | . | . | 92106 | 79140 | . | . | . | . | . | . | . | . | . | . | 92106 | 79140 | . | . | . | . | . | . | . | . | . | . | 10506 | 9027 | 0 | 0 | 171246 | 171246 | 19533 | 2020 | solar PV | TRUE
61987 | N | . | West Loch Solar One | Hawaiian Electric Co Inc | 19547 | HI | PACN |  |  | 22 | 1 | Electric Utility | PV | SUN | SUN | HECO | A |  | 0 | 0 | 0 | 0 | 0 | 0 | 0 | 0 | 0 | 0 | 0 | 0 | 0 | 0 | 0 | 0 | 0 | 0 | 0 | 0 | 0 | 0 | 0 | 0 | 0 | 0 | 0 | 0 | 0 | 0 | 0 | 0 | 0 | 0 | 0 | 0 | 17101 | 21140 | 23700 | 30421 | 35047 | 33284 | 32718 | 35084 | 35466 | 27397 | 23936 | 24899 | 17101 | 21140 | 23700 | 30421 | 35047 | 33284 | 32718 | 35084 | 35466 | 27397 | 23936 | 24899 | 1950.606 | 2411.297 | 2703.364 | 3469.981 | 3997.634 | 3796.518 | 3732.003 | 4001.827 | 4045.38 | 3125.044 | 2730.265 | 2840.081 | 0 | 0 | 340193 | 340193 | 38804 | 2020 | solar PV | TRUE
61988 | N | . | Citrus Ridge Solar | FL Solar 5, LLC | 61579 | FL | SAT | SERC |  | 22 | 2 | NAICS-22 Non-Cogen | PV | SUN | SUN | FPC | M |  | 0 | 0 | 0 | 0 | 0 | 0 | 0 | 0 | 0 | 0 | 0 | 0 | 0 | 0 | 0 | 0 | 0 | 0 | 0 | 0 | 0 | 0 | 0 | 0 | 0 | 0 | 0 | 0 | 0 | 0 | 0 | 0 | 0 | 0 | 0 | 0 | 57494 | 61237 | 89862 | 84523 | 104836 | 85732 | 86495 | 80674 | 66945 | 64665 | 51892 | 53137 | 57494 | 61237 | 89862 | 84523 | 104836 | 85732 | 86495 | 80674 | 66945 | 64665 | 51892 | 53137 | 6558 | 6985 | 10250 | 9641 | 11958 | 9779 | 9866 | 9202 | 7636 | 7376 | 5919 | 6061 | 0 | 0 | 887492 | 887492 | 101231 | 2020 | solar PV | TRUE
61989 | N | . | Pacific Ethanol Madera Solar Array | Pacific Ethanol Madera | 61575 | CA | PACC | WECC |  | 325193 | 6 | Industrial NAICS Non-Cogen | PV | SUN | SUN | CISO | A |  | 0 | 0 | 0 | 0 | 0 | 0 | 0 | 0 | 0 | 0 | 0 | 0 | 0 | 0 | 0 | 0 | 0 | 0 | 0 | 0 | 0 | 0 | 0 | 0 | 0 | 0 | 0 | 0 | 0 | 0 | 0 | 0 | 0 | 0 | 0 | 0 | 1376 | 1866 | 1826 | 2301 | 3011 | 2999 | 3387 | 2806 | 2203 | 2037 | 1610 | 1275 | 1376 | 1866 | 1826 | 2301 | 3011 | 2999 | 3387 | 2806 | 2203 | 2037 | 1610 | 1275 | 156.986 | 212.802 | 208.24 | 262.441 | 343.47 | 342.027 | 386.325 | 320.06 | 251.31 | 232.293 | 183.645 | 145.401 | 0 | 0 | 26697 | 26697 | 3045 | 2020 | solar PV | FALSE
61990 | N | . | TAC-Distributed Energy Resource Hybrid | Ameren Illinois | 61576 | IL | ENC | SERC |  | 22 | 1 | Electric Utility | BA | MWH | OTH | MISO | A | megawatthours | 0 | 0 | 0 | 0 | 0 | 0 | 0 | 0 | 0 | 0 | 0 | 9 | 0 | 0 | 0 | 0 | 0 | 0 | 0 | 0 | 0 | 0 | 0 | 9 | 0 | 0 | 0 | 0 | 0 | 0 | 0 | 0 | 0 | 0 | 0 | 0 | 0 | 0 | 0 | 0 | 0 | 0 | 0 | 0 | 0 | 0 | 0 | 0 | 0 | 0 | 0 | 0 | 0 | 0 | 0 | 0 | 0 | 0 | 0 | 0 | 0 | 0 | 0 | 0 | 0 | 0 | 0 | 0 | 0 | 0 | 0 | -8 | 9 | 9 | 0 | 0 | -8 | 2020 | other | TRUE
61990 | N | . | TAC-Distributed Energy Resource Hybrid | Ameren Illinois | 61576 | IL | ENC | SERC |  | 22 | 1 | Electric Utility | IC | NG | NG | MISO | A | mcf | 3 | 1 | 1 | 1 | 1 | 1 | 2 | 2 | 1 | 1 | 0 | 1 | 3 | 1 | 1 | 1 | 1 | 1 | 2 | 2 | 1 | 1 | 0 | 1 | 1.03 | 1.03 | 1.03 | 1.03 | 1.03 | 1.03 | 1.03 | 1.03 | 1.03 | 1.03 | 0 | 1.03 | 3 | 1 | 1 | 1 | 1 | 1 | 2 | 2 | 1 | 1 | 0 | 1 | 3 | 1 | 1 | 1 | 1 | 1 | 2 | 2 | 1 | 1 | 0 | 1 | 0.312 | 0.283 | 0.294 | 0.215 | 0.184 | 0.282 | 0.405 | 0.302 | 0.198 | 0.209 | 0.097 | 0.219 | 15 | 15 | 15 | 15 | 3 | 2020 | natural gas peaker | TRUE
61990 | N | . | TAC-Distributed Energy Resource Hybrid | Ameren Illinois | 61576 | IL | ENC | SERC |  | 22 | 1 | Electric Utility | PV | SUN | SUN | MISO | A |  | 0 | 0 | 0 | 0 | 0 | 0 | 0 | 0 | 0 | 0 | 0 | 0 | 0 | 0 | 0 | 0 | 0 | 0 | 0 | 0 | 0 | 0 | 0 | 0 | 0 | 0 | 0 | 0 | 0 | 0 | 0 | 0 | 0 | 0 | 0 | 0 | 53 | 84 | 95 | 139 | 154 | 184 | 191 | 191 | 138 | 110 | 95 | 66 | 53 | 84 | 95 | 139 | 154 | 184 | 191 | 191 | 138 | 110 | 95 | 66 | 6.05 | 9.576 | 10.831 | 15.848 | 17.567 | 21.006 | 21.751 | 21.735 | 15.781 | 12.559 | 10.786 | 7.51 | 0 | 0 | 1500 | 1500 | 171 | 2020 | solar PV | TRUE
61990 | N | . | TAC-Distributed Energy Resource Hybrid | Ameren Illinois | 61576 | IL | ENC | SERC |  | 22 | 1 | Electric Utility | WT | WND | WND | MISO | A |  | 0 | 0 | 0 | 0 | 0 | 0 | 0 | 0 | 0 | 0 | 0 | 0 | 0 | 0 | 0 | 0 | 0 | 0 | 0 | 0 | 0 | 0 | 0 | 0 | 0 | 0 | 0 | 0 | 0 | 0 | 0 | 0 | 0 | 0 | 0 | 0 | 103 | 116 | 123 | 121 | 98 | 76 | 44 | 38 | 75 | 108 | 147 | 108 | 103 | 116 | 123 | 121 | 98 | 76 | 44 | 38 | 75 | 108 | 147 | 108 | 11.741 | 13.209 | 14.062 | 13.788 | 11.143 | 8.721 | 4.987 | 4.325 | 8.555 | 12.298 | 16.798 | 12.373 | 0 | 0 | 1157 | 1157 | 132 | 2020 | onshore wind | TRUE
61995 | N | . | UC Merced Solar Hybrid | Goldman Sachs Renewable Power Group | 61944 | CA | PACC | WECC |  | 22 | 2 | NAICS-22 Non-Cogen | BA | MWH | OTH | CISO | A | megawatthours | 8 | 6 | 9 | 8 | 8 | 7 | 8 | 8 | 9 | 10 | 9 | 9 | 8 | 6 | 9 | 8 | 8 | 7 | 8 | 8 | 9 | 10 | 9 | 9 | 0 | 0 | 0 | 0 | 0 | 0 | 0 | 0 | 0 | 0 | 0 | 0 | 0 | 0 | 0 | 0 | 0 | 0 | 0 | 0 | 0 | 0 | 0 | 0 | 0 | 0 | 0 | 0 | 0 | 0 | 0 | 0 | 0 | 0 | 0 | 0 | -0.157 | -0.121 | -0.185 | -0.164 | -0.159 | -0.141 | -0.167 | -0.167 | -0.18 | -0.192 | -0.19 | -0.177 | 99 | 99 | 0 | 0 | -2 | 2020 | other | TRUE
61995 | N | . | UC Merced Solar Hybrid | Goldman Sachs Renewable Power Group | 61944 | CA | PACC | WECC |  | 22 | 2 | NAICS-22 Non-Cogen | PV | SUN | SUN | CISO | A |  | 0 | 0 | 0 | 0 | 0 | 0 | 0 | 0 | 0 | 0 | 0 | 0 | 0 | 0 | 0 | 0 | 0 | 0 | 0 | 0 | 0 | 0 | 0 | 0 | 0 | 0 | 0 | 0 | 0 | 0 | 0 | 0 | 0 | 0 | 0 | 0 | 3685 | 4995 | 4888 | 6160 | 8062 | 8029 | 9068 | 7513 | 5899 | 5453 | 4311 | 3413 | 3685 | 4995 | 4888 | 6160 | 8062 | 8029 | 9068 | 7513 | 5899 | 5453 | 4311 | 3413 | 420.332 | 569.779 | 557.564 | 702.687 | 919.641 | 915.779 | 1034.388 | 856.962 | 672.884 | 621.965 | 491.709 | 389.31 | 0 | 0 | 71476 | 71476 | 8153 | 2020 | solar PV | TRUE
61996 | N | . | Rankin Solar Center, LLC | Rankin Solar Center, LLC | 61586 | SC | SAT | SERC |  | 22 | 2 | NAICS-22 Non-Cogen | PV | SUN | SUN | SC | A |  | 0 | 0 | 0 | 0 | 0 | 0 | 0 | 0 | 0 | 0 | 0 | 0 | 0 | 0 | 0 | 0 | 0 | 0 | 0 | 0 | 0 | 0 | 0 | 0 | 0 | 0 | 0 | 0 | 0 | 0 | 0 | 0 | 0 | 0 | 0 | 0 | 6243 | 6582 | 8408 | 10724 | 11869 | 10401 | 11816 | 9914 | 8393 | 8306 | 6581 | 6220 | 6243 | 6582 | 8408 | 10724 | 11869 | 10401 | 11816 | 9914 | 8393 | 8306 | 6581 | 6220 | 712.141 | 750.727 | 959.061 | 1223.184 | 1353.828 | 1186.399 | 1347.788 | 1130.875 | 957.392 | 947.454 | 750.624 | 709.527 | 0 | 0 | 105457 | 105457 | 12029 | 2020 | solar PV | TRUE
61997 | N | . | USS Big Lake 1 Solar CSG | USS Big Lake 1 LLC | 61580 | MN | WNC | MRO |  | 22 | 2 | NAICS-22 Non-Cogen | PV | SUN | SUN | MISO | A |  | 0 | 0 | 0 | 0 | 0 | 0 | 0 | 0 | 0 | 0 | 0 | 0 | 0 | 0 | 0 | 0 | 0 | 0 | 0 | 0 | 0 | 0 | 0 | 0 | 0 | 0 | 0 | 0 | 0 | 0 | 0 | 0 | 0 | 0 | 0 | 0 | 601 | 1333 | 1617 | 2138 | 2224 | 2410 | 2324 | 2301 | 1623 | 1214 | 929 | 582 | 601 | 1333 | 1617 | 2138 | 2224 | 2410 | 2324 | 2301 | 1623 | 1214 | 929 | 582 | 68.547 | 152.013 | 184.435 | 243.837 | 253.64 | 274.918 | 265.095 | 262.496 | 185.106 | 138.526 | 106.013 | 66.374 | 0 | 0 | 19296 | 19296 | 2201 | 2020 | solar PV | TRUE
61998 | N | . | USS Good Solar CSG | USS Good Solar LLC | 61581 | MN | WNC | MRO |  | 22 | 2 | NAICS-22 Non-Cogen | PV | SUN | SUN | MISO | A |  | 0 | 0 | 0 | 0 | 0 | 0 | 0 | 0 | 0 | 0 | 0 | 0 | 0 | 0 | 0 | 0 | 0 | 0 | 0 | 0 | 0 | 0 | 0 | 0 | 0 | 0 | 0 | 0 | 0 | 0 | 0 | 0 | 0 | 0 | 0 | 0 | 550 | 1221 | 1481 | 1958 | 2037 | 2208 | 2129 | 2108 | 1486 | 1112 | 851 | 533 | 550 | 1221 | 1481 | 1958 | 2037 | 2208 | 2129 | 2108 | 1486 | 1112 | 851 | 533 | 62.785 | 139.236 | 168.933 | 223.342 | 232.321 | 251.81 | 242.813 | 240.432 | 169.547 | 126.883 | 97.103 | 60.795 | 0 | 0 | 17674 | 17674 | 2016 | 2020 | solar PV | TRUE
61999 | N | . | USS Kasch Solar CSG | USS Kasch Solar LLC | 61582 | MN | WNC | MRO |  | 22 | 2 | NAICS-22 Non-Cogen | PV | SUN | SUN | MISO | A |  | 0 | 0 | 0 | 0 | 0 | 0 | 0 | 0 | 0 | 0 | 0 | 0 | 0 | 0 | 0 | 0 | 0 | 0 | 0 | 0 | 0 | 0 | 0 | 0 | 0 | 0 | 0 | 0 | 0 | 0 | 0 | 0 | 0 | 0 | 0 | 0 | 529 | 1173 | 1424 | 1882 | 1958 | 2122 | 2046 | 2026 | 1429 | 1069 | 818 | 512 | 529 | 1173 | 1424 | 1882 | 1958 | 2122 | 2046 | 2026 | 1429 | 1069 | 818 | 512 | 60.356 | 133.848 | 162.397 | 214.7 | 223.333 | 242.068 | 233.418 | 231.13 | 162.987 | 121.974 | 93.346 | 58.443 | 0 | 0 | 16988 | 16988 | 1938 | 2020 | solar PV | TRUE
62000 | N | . | USS Rockpoint Solar CSG | USS Rockpoint Solar LLC | 61583 | MN | WNC | MRO |  | 22 | 2 | NAICS-22 Non-Cogen | PV | SUN | SUN | MISO | A |  | 0 | 0 | 0 | 0 | 0 | 0 | 0 | 0 | 0 | 0 | 0 | 0 | 0 | 0 | 0 | 0 | 0 | 0 | 0 | 0 | 0 | 0 | 0 | 0 | 0 | 0 | 0 | 0 | 0 | 0 | 0 | 0 | 0 | 0 | 0 | 0 | 556 | 1234 | 1497 | 1979 | 2059 | 2232 | 2152 | 2131 | 1503 | 1125 | 861 | 539 | 556 | 1234 | 1497 | 1979 | 2059 | 2232 | 2152 | 2131 | 1503 | 1125 | 861 | 539 | 63.472 | 140.755 | 170.776 | 225.779 | 234.856 | 254.558 | 245.463 | 243.056 | 171.398 | 128.267 | 98.162 | 61.458 | 0 | 0 | 17868 | 17868 | 2038 | 2020 | solar PV | TRUE
62001 | N | . | The Bank of New York | The Bank of New York | 61578 | NY | MAT | NPCC |  | 622 | 4 | Commercial NAICS Non-Cogen | IC | DFO | DFO | NYIS | A | barrels | 4 | 2 | 2 | 1 | 3 | 1 | 2 | 1 | 2 | 1 | 3 | 4 | 4 | 2 | 2 | 1 | 3 | 1 | 2 | 1 | 2 | 1 | 3 | 4 | 5.5 | 5.5 | 5.5 | 5.5 | 5.5 | 5.5 | 5.5 | 5.5 | 5.5 | 5.5 | 5.5 | 5.5 | 22 | 11 | 11 | 6 | 17 | 6 | 11 | 6 | 11 | 6 | 17 | 22 | 22 | 11 | 11 | 6 | 17 | 6 | 11 | 6 | 11 | 6 | 17 | 22 | 2.175 | 1.631 | 1.381 | 0.981 | 2.075 | 0.86 | 1.431 | 0.579 | 1.505 | 0.86 | 2.082 | 2.44 | 26 | 26 | 146 | 146 | 18 | 2020 | petroleum | FALSE
62002 | N | . | Brooklyn Hospital Center | Brooklyn Hospital Center | 61584 | NY | MAT | NPCC |  | 622 | 4 | Commercial NAICS Non-Cogen | IC | DFO | DFO | NYIS | A | barrels | 6 | 3 | 3 | 2 | 4 | 2 | 3 | 1 | 3 | 2 | 4 | 5 | 6 | 3 | 3 | 2 | 4 | 2 | 3 | 1 | 3 | 2 | 4 | 5 | 5.5 | 5.5 | 5.5 | 5.5 | 5.5 | 5.5 | 5.5 | 5.5 | 5.5 | 5.5 | 5.5 | 5.5 | 33 | 17 | 17 | 11 | 22 | 11 | 17 | 6 | 17 | 11 | 22 | 28 | 33 | 17 | 17 | 11 | 22 | 11 | 17 | 6 | 17 | 11 | 22 | 28 | 0.484 | 0.362 | 0.307 | 0.218 | 0.461 | 0.191 | 0.318 | 0.129 | 0.334 | 0.191 | 0.463 | 0.542 | 38 | 38 | 212 | 212 | 4 | 2020 | petroleum | FALSE
62003 | N | . | Saint Catherine of Siena Medical Center | Saint Catherine of Siena Medical Center | 61577 | NY | MAT | NPCC |  | 622 | 4 | Commercial NAICS Non-Cogen | IC | DFO | DFO | NYIS | A | barrels | 6 | 5 | 4 | 3 | 6 | 2 | 4 | 2 | 4 | 2 | 6 | 7 | 6 | 5 | 4 | 3 | 6 | 2 | 4 | 2 | 4 | 2 | 6 | 7 | 5.5 | 5.5 | 5.5 | 5.5 | 5.5 | 5.5 | 5.5 | 5.5 | 5.5 | 5.5 | 5.5 | 5.5 | 33 | 28 | 22 | 17 | 33 | 11 | 22 | 11 | 22 | 11 | 33 | 39 | 33 | 28 | 22 | 17 | 33 | 11 | 22 | 11 | 22 | 11 | 33 | 39 | 2.416 | 1.812 | 1.535 | 1.09 | 2.306 | 0.956 | 1.59 | 0.643 | 1.672 | 0.956 | 2.313 | 2.711 | 51 | 51 | 282 | 282 | 20 | 2020 | petroleum | FALSE
62004 | N | . | San Pablo Raceway | Sustainable Power Group, LLC | 58661 | CA | PACC | WECC |  | 22 | 2 | NAICS-22 Non-Cogen | PV | SUN | SUN | CISO | M |  | 0 | 0 | 0 | 0 | 0 | 0 | 0 | 0 | 0 | 0 | 0 | 0 | 0 | 0 | 0 | 0 | 0 | 0 | 0 | 0 | 0 | 0 | 0 | 0 | 0 | 0 | 0 | 0 | 0 | 0 | 0 | 0 | 0 | 0 | 0 | 0 | 134889 | 158341 | 144480 | 180881 | 269156 | 275003 | 314043 | 258977 | 211451 | 196354 | 154501 | 128805 | 134889 | 158341 | 144480 | 180881 | 269156 | 275003 | 314043 | 258977 | 211451 | 196354 | 154501 | 128805 | 15386 | 18061 | 16480 | 20632 | 30701 | 31368 | 35821 | 29540 | 24119 | 22397 | 17623 | 14692 | 0 | 0 | 2426881 | 2426881 | 276820 | 2020 | solar PV | TRUE
62010 | N | . | Gibbon Solar | Novel Solar Three, LLC | 61598 | MN | WNC | MRO |  | 22 | 2 | NAICS-22 Non-Cogen | PV | SUN | SUN | MISO | A |  | 0 | 0 | 0 | 0 | 0 | 0 | 0 | 0 | 0 | 0 | 0 | 0 | 0 | 0 | 0 | 0 | 0 | 0 | 0 | 0 | 0 | 0 | 0 | 0 | 0 | 0 | 0 | 0 | 0 | 0 | 0 | 0 | 0 | 0 | 0 | 0 | 1618 | 3588 | 4353 | 5755 | 5986 | 6488 | 6256 | 6195 | 4369 | 3269 | 2502 | 1566 | 1618 | 3588 | 4353 | 5755 | 5986 | 6488 | 6256 | 6195 | 4369 | 3269 | 2502 | 1566 | 184.528 | 409.212 | 496.492 | 656.398 | 682.789 | 740.067 | 713.624 | 706.627 | 498.297 | 372.907 | 285.384 | 178.675 | 0 | 0 | 51945 | 51945 | 5925 | 2020 | solar PV | TRUE
62011 | N | . | Richmond Spider Solar | AES Distributed Energy | 61012 | VA | SAT | SERC |  | 22 | 2 | NAICS-22 Non-Cogen | PV | SUN | SUN | PJM | A |  | . | . | . | . | . | . | . | . | . | . | . | 0 | . | . | . | . | . | . | . | . | . | . | . | 0 | . | . | . | . | . | . | . | . | . | . | . | 0 | . | . | . | . | . | . | . | . | . | . | . | 1122 | . | . | . | . | . | . | . | . | . | . | . | 1122 | . | . | . | . | . | . | . | . | . | . | . | 128 | 0 | 0 | 1122 | 1122 | 128 | 2020 | solar PV | TRUE
62012 | N | . | Pleinmont Solar 1 | AES Distributed Energy | 61012 | VA | SAT | SERC |  | 22 | 2 | NAICS-22 Non-Cogen | PV | SUN | SUN | PJM | M |  | . | . | . | . | . | . | . | . | . | 0 | 0 | 0 | . | . | . | . | . | . | . | . | . | 0 | 0 | 0 | . | . | . | . | . | . | . | . | . | 0 | 0 | 0 | . | . | . | . | . | . | . | . | . | 86793 | 52321 | 35962 | . | . | . | . | . | . | . | . | . | 86793 | 52321 | 35962 | . | . | . | . | . | . | . | . | . | 9900 | 5968 | 4102 | 0 | 0 | 175076 | 175076 | 19970 | 2020 | solar PV | TRUE
62014 | N | . | Highlander Solar Energy Station 1 | AES Distributed Energy | 61012 | VA | SAT | SERC |  | 22 | 2 | NAICS-22 Non-Cogen | PV | SUN | SUN | PJM | M |  | . | . | . | . | . | . | . | . | . | . | . | 0 | . | . | . | . | . | . | . | . | . | . | . | 0 | . | . | . | . | . | . | . | . | . | . | . | 0 | . | . | . | . | . | . | . | . | . | . | . | 7250 | . | . | . | . | . | . | . | . | . | . | . | 7250 | . | . | . | . | . | . | . | . | . | . | . | 827 | 0 | 0 | 7250 | 7250 | 827 | 2020 | solar PV | TRUE
62015 | N | . | Mustang Two | RE Mustang Two LLC | 61589 | CA | PACC | WECC |  | 22 | 2 | NAICS-22 Non-Cogen | PV | SUN | SUN | CISO | M |  | . | . | . | . | . | . | . | . | . | . | 0 | 0 | . | . | . | . | . | . | . | . | . | . | 0 | 0 | . | . | . | . | . | . | . | . | . | . | 0 | 0 | . | . | . | . | . | . | . | . | . | . | 203903 | 164259 | . | . | . | . | . | . | . | . | . | . | 203903 | 164259 | . | . | . | . | . | . | . | . | . | . | 23258 | 18736 | 0 | 0 | 368162 | 368162 | 41994 | 2020 | solar PV | TRUE
62016 | N | . | UC Riverside Lots 30 & 32 | Goldman Sachs Renewable Power Group | 61944 | CA | PACC | WECC |  | 22 | 2 | NAICS-22 Non-Cogen | PV | SUN | SUN | CISO | A |  | 0 | 0 | 0 | 0 | 0 | 0 | 0 | 0 | 0 | 0 | 0 | 0 | 0 | 0 | 0 | 0 | 0 | 0 | 0 | 0 | 0 | 0 | 0 | 0 | 0 | 0 | 0 | 0 | 0 | 0 | 0 | 0 | 0 | 0 | 0 | 0 | 2895 | 3925 | 3841 | 4840 | 6335 | 6308 | 7125 | 5903 | 4635 | 4284 | 3387 | 2682 | 2895 | 3925 | 3841 | 4840 | 6335 | 6308 | 7125 | 5903 | 4635 | 4284 | 3387 | 2682 | 330.264 | 447.689 | 438.091 | 552.117 | 722.583 | 719.549 | 812.742 | 673.335 | 528.701 | 488.692 | 386.347 | 305.89 | 0 | 0 | 56160 | 56160 | 6406 | 2020 | solar PV | TRUE
62017 | N | . | Riverhead Solar Farm | Sustainable Power Group, LLC | 58661 | NY | MAT | NPCC |  | 22 | 2 | NAICS-22 Non-Cogen | PV | SUN | SUN | NYIS | A |  | 0 | 0 | 0 | 0 | 0 | 0 | 0 | 0 | 0 | 0 | 0 | 0 | 0 | 0 | 0 | 0 | 0 | 0 | 0 | 0 | 0 | 0 | 0 | 0 | 0 | 0 | 0 | 0 | 0 | 0 | 0 | 0 | 0 | 0 | 0 | 0 | 14875 | 16607 | 24012 | 24078 | 31619 | 31786 | 30231 | 25668 | 25243 | 17921 | 16504 | 11164 | 14875 | 16607 | 24012 | 24078 | 31619 | 31786 | 30231 | 25668 | 25243 | 17921 | 16504 | 11164 | 1696.659 | 1894.253 | 2738.923 | 2746.412 | 3606.57 | 3625.631 | 3448.29 | 2927.838 | 2879.333 | 2044.194 | 1882.51 | 1273.387 | 0 | 0 | 269708 | 269708 | 30764 | 2020 | solar PV | TRUE
62018 | N | . | Page Solar | Page Solar Farm, LLC | 61603 | NC | SAT | SERC |  | 22 | 2 | NAICS-22 Non-Cogen | PV | SUN | SUN | CPLE | A |  | 0 | 0 | 0 | 0 | 0 | 0 | 0 | 0 | 0 | 0 | 0 | 0 | 0 | 0 | 0 | 0 | 0 | 0 | 0 | 0 | 0 | 0 | 0 | 0 | 0 | 0 | 0 | 0 | 0 | 0 | 0 | 0 | 0 | 0 | 0 | 0 | 1476 | 1516 | 1940 | 2635 | 2637 | 2565 | 2869 | 2304 | 1951 | 1978 | 1655 | 1398 | 1476 | 1516 | 1940 | 2635 | 2637 | 2565 | 2869 | 2304 | 1951 | 1978 | 1655 | 1398 | 168.313 | 172.978 | 221.255 | 300.523 | 300.762 | 292.604 | 327.299 | 262.808 | 222.577 | 225.654 | 188.728 | 159.499 | 0 | 0 | 24924 | 24924 | 2843 | 2020 | solar PV | TRUE
62019 | N | . | Holsum Irish Dairy | Holsum Irish Dairy | 61595 | WI | ENC | RFC |  | 112 | 6 | Industrial NAICS Non-Cogen | IC | OBG | ORW | MISO | A | Mcf | 0 | . | . | . | . | . | . | . | . | . | . | . | 0 | . | . | . | . | . | . | . | . | . | . | . | 0 | . | . | . | . | . | . | . | . | . | . | . | 0 | . | . | . | . | . | . | . | . | . | . | . | 0 | . | . | . | . | . | . | . | . | . | . | . | 0 | . | . | . | . | . | . | . | . | . | . | . | 0 | 0 | 0 | 0 | 0 | 2020 | biomass | FALSE
62020 | N | . | Stanford Campus Solar | Goldman Sachs Renewable Power Group | 61944 | CA | PACC | WECC |  | 22 | 2 | NAICS-22 Non-Cogen | PV | SUN | SUN | CISO | A |  | 0 | 0 | 0 | 0 | 0 | 0 | 0 | 0 | 0 | 0 | 0 | 0 | 0 | 0 | 0 | 0 | 0 | 0 | 0 | 0 | 0 | 0 | 0 | 0 | 0 | 0 | 0 | 0 | 0 | 0 | 0 | 0 | 0 | 0 | 0 | 0 | 2801 | 3797 | 3715 | 4682 | 6128 | 6102 | 6893 | 5711 | 4484 | 4145 | 3277 | 2594 | 2801 | 3797 | 3715 | 4682 | 6128 | 6102 | 6893 | 5711 | 4484 | 4145 | 3277 | 2594 | 319.489 | 433.083 | 423.798 | 534.104 | 699.009 | 696.073 | 786.226 | 651.367 | 511.451 | 472.748 | 373.742 | 295.91 | 0 | 0 | 54329 | 54329 | 6197 | 2020 | solar PV | TRUE
62021 | N | . | Franklin Solar | Ecos Energy LLC | 58135 | CT | NEW | NPCC |  | 22 | 2 | NAICS-22 Non-Cogen | PV | SUN | SUN | ISNE | A |  | 0 | 0 | 0 | 0 | 0 | 0 | 0 | 0 | 0 | 0 | 0 | 0 | 0 | 0 | 0 | 0 | 0 | 0 | 0 | 0 | 0 | 0 | 0 | 0 | 0 | 0 | 0 | 0 | 0 | 0 | 0 | 0 | 0 | 0 | 0 | 0 | 726 | 854 | 1218 | 1146 | 1607 | 1528 | 1517 | 1394 | 1274 | 906 | 760 | 529 | 726 | 854 | 1218 | 1146 | 1607 | 1528 | 1517 | 1394 | 1274 | 906 | 760 | 529 | 82.852 | 97.399 | 138.888 | 130.693 | 183.295 | 174.334 | 172.995 | 158.963 | 145.286 | 103.316 | 86.675 | 60.304 | 0 | 0 | 13459 | 13459 | 1535 | 2020 | solar PV | TRUE
62023 | N | . | Wilson Solar | Ecos Energy LLC | 58135 | CT | NEW | NPCC |  | 22 | 2 | NAICS-22 Non-Cogen | PV | SUN | SUN | ISNE | A |  | 0 | 0 | 0 | 0 | 0 | 0 | 0 | 0 | 0 | 0 | 0 | 0 | 0 | 0 | 0 | 0 | 0 | 0 | 0 | 0 | 0 | 0 | 0 | 0 | 0 | 0 | 0 | 0 | 0 | 0 | 0 | 0 | 0 | 0 | 0 | 0 | 733 | 861 | 1228 | 1155 | 1621 | 1541 | 1529 | 1405 | 1285 | 913 | 766 | 533 | 733 | 861 | 1228 | 1155 | 1621 | 1541 | 1529 | 1405 | 1285 | 913 | 766 | 533 | 83.554 | 98.224 | 140.064 | 131.8 | 184.848 | 175.81 | 174.46 | 160.309 | 146.516 | 104.191 | 87.409 | 60.815 | 0 | 0 | 13570 | 13570 | 1548 | 2020 | solar PV | TRUE
62024 | N | . | Jefferson Solar | Ecos Energy LLC | 58135 | CT | NEW | NPCC |  | 22 | 2 | NAICS-22 Non-Cogen | PV | SUN | SUN | ISNE | A |  | 0 | 0 | 0 | 0 | 0 | 0 | 0 | 0 | 0 | 0 | 0 | 0 | 0 | 0 | 0 | 0 | 0 | 0 | 0 | 0 | 0 | 0 | 0 | 0 | 0 | 0 | 0 | 0 | 0 | 0 | 0 | 0 | 0 | 0 | 0 | 0 | 711 | 836 | 1191 | 1121 | 1572 | 1496 | 1484 | 1364 | 1246 | 886 | 744 | 517 | 711 | 836 | 1191 | 1121 | 1572 | 1496 | 1484 | 1364 | 1246 | 886 | 744 | 517 | 81.072 | 95.305 | 135.902 | 127.883 | 179.355 | 170.586 | 169.276 | 155.545 | 142.162 | 101.095 | 84.811 | 59.008 | 0 | 0 | 13168 | 13168 | 1502 | 2020 | solar PV | TRUE
62025 | N | . | Hamilton Solar | Ecos Energy LLC | 58135 | CT | NEW | NPCC |  | 22 | 2 | NAICS-22 Non-Cogen | PV | SUN | SUN | ISNE | A |  | 0 | 0 | 0 | 0 | 0 | 0 | 0 | 0 | 0 | 0 | 0 | 0 | 0 | 0 | 0 | 0 | 0 | 0 | 0 | 0 | 0 | 0 | 0 | 0 | 0 | 0 | 0 | 0 | 0 | 0 | 0 | 0 | 0 | 0 | 0 | 0 | 715 | 841 | 1199 | 1129 | 1583 | 1505 | 1494 | 1373 | 1255 | 892 | 748 | 521 | 715 | 841 | 1199 | 1129 | 1583 | 1505 | 1494 | 1373 | 1255 | 892 | 748 | 521 | 81.609 | 95.94 | 136.807 | 128.735 | 180.549 | 171.722 | 170.403 | 156.581 | 143.109 | 101.768 | 85.376 | 59.401 | 0 | 0 | 13255 | 13255 | 1512 | 2020 | solar PV | TRUE
62026 | N | . | Adams Solar | Ecos Energy LLC | 58135 | CT | NEW | NPCC |  | 22 | 2 | NAICS-22 Non-Cogen | PV | SUN | SUN | ISNE | A |  | 0 | 0 | 0 | 0 | 0 | 0 | 0 | 0 | 0 | 0 | 0 | 0 | 0 | 0 | 0 | 0 | 0 | 0 | 0 | 0 | 0 | 0 | 0 | 0 | 0 | 0 | 0 | 0 | 0 | 0 | 0 | 0 | 0 | 0 | 0 | 0 | 693 | 814 | 1161 | 1093 | 1533 | 1458 | 1446 | 1329 | 1215 | 864 | 725 | 504 | 693 | 814 | 1161 | 1093 | 1533 | 1458 | 1446 | 1329 | 1215 | 864 | 725 | 504 | 79.02 | 92.894 | 132.464 | 124.648 | 174.817 | 166.27 | 164.993 | 151.61 | 138.566 | 98.537 | 82.666 | 57.515 | 0 | 0 | 12835 | 12835 | 1464 | 2020 | solar PV | TRUE
62027 | N | . | Caldwell Wastewater Treatment Plant Hybrid | Caldwell Wastewater Treatment Plant | 61597 | NJ | MAT | RFC |  | 22 | 2 | NAICS-22 Non-Cogen | BA | MWH | OTH | PJM | A | megawatthours | 87 | 73 | 87 | 79 | 82 | 75 | 84 | 80 | 77 | 81 | 75 | 80 | 87 | 73 | 87 | 79 | 82 | 75 | 84 | 80 | 77 | 81 | 75 | 80 | 0 | 0 | 0 | 0 | 0 | 0 | 0 | 0 | 0 | 0 | 0 | 0 | 0 | 0 | 0 | 0 | 0 | 0 | 0 | 0 | 0 | 0 | 0 | 0 | 0 | 0 | 0 | 0 | 0 | 0 | 0 | 0 | 0 | 0 | 0 | 0 | -3.41 | -2.905 | -3.431 | -3.113 | -3.259 | -2.974 | -3.331 | -3.184 | -3.041 | -3.216 | -2.985 | -3.151 | 960 | 960 | 0 | 0 | -38 | 2020 | other | TRUE
62027 | N | . | Caldwell Wastewater Treatment Plant Hybrid | Caldwell Wastewater Treatment Plant | 61597 | NJ | MAT | RFC |  | 22 | 2 | NAICS-22 Non-Cogen | PV | SUN | SUN | PJM | A |  | 0 | 0 | 0 | 0 | 0 | 0 | 0 | 0 | 0 | 0 | 0 | 0 | 0 | 0 | 0 | 0 | 0 | 0 | 0 | 0 | 0 | 0 | 0 | 0 | 0 | 0 | 0 | 0 | 0 | 0 | 0 | 0 | 0 | 0 | 0 | 0 | 430 | 483 | 691 | 719 | 941 | 987 | 930 | 804 | 738 | 533 | 489 | 339 | 430 | 483 | 691 | 719 | 941 | 987 | 930 | 804 | 738 | 533 | 489 | 339 | 48.994 | 55.045 | 78.838 | 81.983 | 107.293 | 112.628 | 106.078 | 91.656 | 84.216 | 60.815 | 55.805 | 38.649 | 0 | 0 | 8084 | 8084 | 922 | 2020 | solar PV | TRUE
62028 | N | . | CSU Long Beach Lots 7 & 14 | Goldman Sachs Renewable Power Group | 61944 | CA | PACC | WECC |  | 22 | 2 | NAICS-22 Non-Cogen | PV | SUN | SUN | CISO | A |  | 0 | 0 | 0 | 0 | 0 | 0 | 0 | 0 | 0 | 0 | 0 | 0 | 0 | 0 | 0 | 0 | 0 | 0 | 0 | 0 | 0 | 0 | 0 | 0 | 0 | 0 | 0 | 0 | 0 | 0 | 0 | 0 | 0 | 0 | 0 | 0 | 3332 | 4517 | 4420 | 5570 | 7290 | 7260 | 8200 | 6793 | 5334 | 4930 | 3898 | 3086 | 3332 | 4517 | 4420 | 5570 | 7290 | 7260 | 8200 | 6793 | 5334 | 4930 | 3898 | 3086 | 380.066 | 515.198 | 504.153 | 635.375 | 831.546 | 828.054 | 935.301 | 774.871 | 608.427 | 562.385 | 444.607 | 352.017 | 0 | 0 | 64630 | 64630 | 7372 | 2020 | solar PV | TRUE
62029 | N | . | Enfield Community Solar | Enfield Community Solar | 61599 | NY | MAT | NPCC |  | 22 | 2 | NAICS-22 Non-Cogen | PV | SUN | SUN | NYIS | A |  | 0 | 0 | 0 | 0 | 0 | 0 | 0 | 0 | 0 | 0 | 0 | 0 | 0 | 0 | 0 | 0 | 0 | 0 | 0 | 0 | 0 | 0 | 0 | 0 | 0 | 0 | 0 | 0 | 0 | 0 | 0 | 0 | 0 | 0 | 0 | 0 | 1239 | 1383 | 2000 | 2005 | 2633 | 2647 | 2518 | 2138 | 2102 | 1492 | 1374 | 930 | 1239 | 1383 | 2000 | 2005 | 2633 | 2647 | 2518 | 2138 | 2102 | 1492 | 1374 | 930 | 141.295 | 157.752 | 228.095 | 228.719 | 300.352 | 301.94 | 287.171 | 243.828 | 239.788 | 170.239 | 156.774 | 106.047 | 0 | 0 | 22461 | 22461 | 2562 | 2020 | solar PV | TRUE
62030 | N | . | Nautilus Lindstrom Solar CSG | Nautilus Solar Solutions | 61227 | MN | WNC | MRO |  | 22 | 2 | NAICS-22 Non-Cogen | PV | SUN | SUN | MISO | M |  | 0 | 0 | 0 | 0 | 0 | 0 | 0 | 0 | 0 | 0 | 0 | 0 | 0 | 0 | 0 | 0 | 0 | 0 | 0 | 0 | 0 | 0 | 0 | 0 | 0 | 0 | 0 | 0 | 0 | 0 | 0 | 0 | 0 | 0 | 0 | 0 | 938 | 2428 | 2779 | 3077 | 3489 | 3112 | 2954 | 3463 | 2718 | 2271 | 1771 | 1175 | 938 | 2428 | 2779 | 3077 | 3489 | 3112 | 2954 | 3463 | 2718 | 2271 | 1771 | 1175 | 107 | 277 | 317 | 351 | 398 | 355 | 337 | 395 | 310 | 259 | 202 | 134 | 0 | 0 | 30175 | 30175 | 3442 | 2020 | solar PV | TRUE
62031 | N | . | Nautilus Saint Cloud Solar CSG | Nautilus Solar Solutions | 61227 | MN | WNC | MRO |  | 22 | 2 | NAICS-22 Non-Cogen | PV | SUN | SUN | MISO | M |  | 0 | 0 | 0 | 0 | 0 | 0 | 0 | 0 | 0 | 0 | 0 | 0 | 0 | 0 | 0 | 0 | 0 | 0 | 0 | 0 | 0 | 0 | 0 | 0 | 0 | 0 | 0 | 0 | 0 | 0 | 0 | 0 | 0 | 0 | 0 | 0 | 1701 | 5935 | 6058 | 8539 | 8355 | 8899 | 8364 | 6672 | 5891 | 5506 | 3700 | 2271 | 1701 | 5935 | 6058 | 8539 | 8355 | 8899 | 8364 | 6672 | 5891 | 5506 | 3700 | 2271 | 194 | 677 | 691 | 974 | 953 | 1015 | 954 | 761 | 672 | 628 | 422 | 259 | 0 | 0 | 71891 | 71891 | 8200 | 2020 | solar PV | TRUE
62032 | N | . | Nautilus Winsted Solar CSG | Nautilus Solar Solutions | 61227 | MN | WNC | MRO |  | 22 | 2 | NAICS-22 Non-Cogen | PV | SUN | SUN | MISO | M |  | 0 | 0 | 0 | 0 | 0 | 0 | 0 | 0 | 0 | 0 | 0 | 0 | 0 | 0 | 0 | 0 | 0 | 0 | 0 | 0 | 0 | 0 | 0 | 0 | 0 | 0 | 0 | 0 | 0 | 0 | 0 | 0 | 0 | 0 | 0 | 0 | 1701 | 2551 | 2227 | 2350 | 5059 | 5716 | 5804 | 5155 | 4129 | 3384 | 2876 | 1587 | 1701 | 2551 | 2227 | 2350 | 5059 | 5716 | 5804 | 5155 | 4129 | 3384 | 2876 | 1587 | 194 | 291 | 254 | 268 | 577 | 652 | 662 | 588 | 471 | 386 | 328 | 181 | 0 | 0 | 42539 | 42539 | 4852 | 2020 | solar PV | TRUE
62034 | N | . | Baer Road CSG | Delaware River Solar, LLC | 61610 | NY | MAT | NPCC |  | 22 | 2 | NAICS-22 Non-Cogen | PV | SUN | SUN | NYIS | A |  | 0 | 0 | 0 | 0 | 0 | 0 | 0 | 0 | 0 | 0 | 0 | 0 | 0 | 0 | 0 | 0 | 0 | 0 | 0 | 0 | 0 | 0 | 0 | 0 | 0 | 0 | 0 | 0 | 0 | 0 | 0 | 0 | 0 | 0 | 0 | 0 | 1535 | 1713 | 2477 | 2484 | 3262 | 3279 | 3119 | 2648 | 2604 | 1849 | 1703 | 1152 | 1535 | 1713 | 2477 | 2484 | 3262 | 3279 | 3119 | 2648 | 2604 | 1849 | 1703 | 1152 | 175.048 | 195.435 | 282.582 | 283.354 | 372.099 | 374.066 | 355.769 | 302.072 | 297.068 | 210.905 | 194.223 | 131.379 | 0 | 0 | 27825 | 27825 | 3174 | 2020 | solar PV | TRUE
62035 | N | . | Glaciers Edge Wind Project | EDF Renewable Asset Holdings, Inc. | 57170 | IA | WNC | MRO |  | 22 | 2 | NAICS-22 Non-Cogen | WT | WND | WND | MISO | M |  | 0 | 0 | 0 | 0 | 0 | 0 | 0 | 0 | 0 | 0 | 0 | 0 | 0 | 0 | 0 | 0 | 0 | 0 | 0 | 0 | 0 | 0 | 0 | 0 | 0 | 0 | 0 | 0 | 0 | 0 | 0 | 0 | 0 | 0 | 0 | 0 | 405553 | 439323 | 496335 | 507583 | 546403 | 675725 | 432967 | 567444 | 675830 | 750578 | 769339 | 713397 | 405553 | 439323 | 496335 | 507583 | 546403 | 675725 | 432967 | 567444 | 675830 | 750578 | 769339 | 713397 | 46259 | 50111 | 56614 | 57897 | 62325 | 77076 | 49386 | 64725 | 77088 | 85614 | 87754 | 81373 | 0 | 0 | 6980477 | 6980477 | 796222 | 2020 | onshore wind | TRUE
62036 | N | . | Sartell Holdco CSG | Sartell Holdco LLC | 61613 | MN | WNC | MRO |  | 22 | 2 | NAICS-22 Non-Cogen | PV | SUN | SUN | MISO | A |  | 0 | 0 | 0 | 0 | 0 | 0 | 0 | 0 | 0 | 0 | 0 | 0 | 0 | 0 | 0 | 0 | 0 | 0 | 0 | 0 | 0 | 0 | 0 | 0 | 0 | 0 | 0 | 0 | 0 | 0 | 0 | 0 | 0 | 0 | 0 | 0 | 1335 | 2961 | 3592 | 4749 | 4940 | 5355 | 5163 | 5113 | 3605 | 2698 | 2065 | 1293 | 1335 | 2961 | 3592 | 4749 | 4940 | 5355 | 5163 | 5113 | 3605 | 2698 | 2065 | 1293 | 152.293 | 337.729 | 409.763 | 541.736 | 563.517 | 610.79 | 588.966 | 583.191 | 411.253 | 307.766 | 235.532 | 147.464 | 0 | 0 | 42869 | 42869 | 4890 | 2020 | solar PV | TRUE
62037 | N | . | Rollingstone Holdco CSG | Rollingstone Holdco LLC | 61614 | MN | WNC | MRO |  | 22 | 2 | NAICS-22 Non-Cogen | PV | SUN | SUN | MISO | A |  | 0 | 0 | 0 | 0 | 0 | 0 | 0 | 0 | 0 | 0 | 0 | 0 | 0 | 0 | 0 | 0 | 0 | 0 | 0 | 0 | 0 | 0 | 0 | 0 | 0 | 0 | 0 | 0 | 0 | 0 | 0 | 0 | 0 | 0 | 0 | 0 | 85 | 188 | 228 | 301 | 313 | 339 | 327 | 324 | 229 | 171 | 131 | 82 | 85 | 188 | 228 | 301 | 313 | 339 | 327 | 324 | 229 | 171 | 131 | 82 | 9.656 | 21.41 | 25.977 | 34.343 | 35.724 | 38.721 | 37.337 | 36.971 | 26.071 | 19.511 | 14.931 | 9.348 | 0 | 0 | 2718 | 2718 | 310 | 2020 | solar PV | TRUE
62038 | N | . | Santa Rita East | Invenergy Services LLC | 49893 | TX | WSC | TRE |  | 22 | 2 | NAICS-22 Non-Cogen | WT | WND | WND | ERCO | M |  | 0 | 0 | 0 | 0 | 0 | 0 | 0 | 0 | 0 | 0 | 0 | 0 | 0 | 0 | 0 | 0 | 0 | 0 | 0 | 0 | 0 | 0 | 0 | 0 | 0 | 0 | 0 | 0 | 0 | 0 | 0 | 0 | 0 | 0 | 0 | 0 | 971620 | 965089 | 938893 | 1011896 | 1103108 | 1094078 | 943101 | 937525 | 565691 | 1020488 | 503112 | 1015859 | 971620 | 965089 | 938893 | 1011896 | 1103108 | 1094078 | 943101 | 937525 | 565691 | 1020488 | 503112 | 1015859 | 110827 | 110082 | 107094 | 115421 | 125825 | 124795 | 107574 | 106938 | 64525 | 116401 | 57387 | 115873 | 0 | 0 | 11070460 | 11070460 | 1262742 | 2020 | onshore wind | TRUE
62039 | N | . | Santa Rosa Junior College Petaluma Solar | Sonoma County Junior College District | 61987 | CA | PACC | WECC |  | 22 | 2 | NAICS-22 Non-Cogen | PV | SUN | SUN | CISO | A |  | 0 | 0 | 0 | 0 | 0 | 0 | 0 | 0 | 0 | 0 | 0 | 0 | 0 | 0 | 0 | 0 | 0 | 0 | 0 | 0 | 0 | 0 | 0 | 0 | 0 | 0 | 0 | 0 | 0 | 0 | 0 | 0 | 0 | 0 | 0 | 0 | 880 | 1193 | 1167 | 1471 | 1925 | 1917 | 2166 | 1794 | 1409 | 1302 | 1029 | 815 | 880 | 1193 | 1167 | 1471 | 1925 | 1917 | 2166 | 1794 | 1409 | 1302 | 1029 | 815 | 100.378 | 136.068 | 133.151 | 167.807 | 219.618 | 218.695 | 247.02 | 204.649 | 160.69 | 148.53 | 117.424 | 92.97 | 0 | 0 | 17068 | 17068 | 1947 | 2020 | solar PV | TRUE
62040 | N | . | Becker Solar CSG | SunShare Management | 60970 | MN | WNC | MRO |  | 22 | 2 | NAICS-22 Non-Cogen | PV | SUN | SUN | MISO | A |  | 0 | 0 | 0 | 0 | 0 | 0 | 0 | 0 | 0 | 0 | 0 | 0 | 0 | 0 | 0 | 0 | 0 | 0 | 0 | 0 | 0 | 0 | 0 | 0 | 0 | 0 | 0 | 0 | 0 | 0 | 0 | 0 | 0 | 0 | 0 | 0 | 461 | 1023 | 1242 | 1641 | 1707 | 1851 | 1785 | 1767 | 1246 | 933 | 714 | 447 | 461 | 1023 | 1242 | 1641 | 1707 | 1851 | 1785 | 1767 | 1246 | 933 | 714 | 447 | 52.633 | 116.72 | 141.615 | 187.226 | 194.753 | 211.091 | 203.549 | 201.553 | 142.13 | 106.365 | 81.401 | 50.964 | 0 | 0 | 14817 | 14817 | 1690 | 2020 | solar PV | TRUE
62041 | N | . | Cuyahoga County Landfill | IOS II LLC | 61620 | OH | ENC | RFC |  | 22 | 2 | NAICS-22 Non-Cogen | PV | SUN | SUN | PJM | A |  | 0 | 0 | 0 | 0 | 0 | 0 | 0 | 0 | 0 | 0 | 0 | 0 | 0 | 0 | 0 | 0 | 0 | 0 | 0 | 0 | 0 | 0 | 0 | 0 | 0 | 0 | 0 | 0 | 0 | 0 | 0 | 0 | 0 | 0 | 0 | 0 | 1261 | 2397 | 2639 | 3851 | 4498 | 5891 | 5755 | 5465 | 4489 | 2941 | 2550 | 1281 | 1261 | 2397 | 2639 | 3851 | 4498 | 5891 | 5755 | 5465 | 4489 | 2941 | 2550 | 1281 | 143.872 | 273.426 | 301.041 | 439.288 | 513.099 | 671.972 | 656.46 | 623.39 | 512.076 | 335.475 | 290.813 | 146.088 | 0 | 0 | 43018 | 43018 | 4907 | 2020 | solar PV | TRUE
62042 | N | . | USS Solar Rapids CSG | USS Solar Rapids LLC | 61631 | MN | WNC | MRO |  | 22 | 2 | NAICS-22 Non-Cogen | PV | SUN | SUN | MISO | A |  | 0 | 0 | 0 | 0 | 0 | 0 | 0 | 0 | 0 | 0 | 0 | 0 | 0 | 0 | 0 | 0 | 0 | 0 | 0 | 0 | 0 | 0 | 0 | 0 | 0 | 0 | 0 | 0 | 0 | 0 | 0 | 0 | 0 | 0 | 0 | 0 | 573 | 1272 | 1543 | 2040 | 2122 | 2300 | 2217 | 2196 | 1548 | 1159 | 887 | 555 | 573 | 1272 | 1543 | 2040 | 2122 | 2300 | 2217 | 2196 | 1548 | 1159 | 887 | 555 | 65.401 | 145.037 | 175.972 | 232.648 | 242.001 | 262.302 | 252.93 | 250.45 | 176.612 | 132.17 | 101.149 | 63.328 | 0 | 0 | 18412 | 18412 | 2100 | 2020 | solar PV | TRUE
62043 | N | . | First Baptist Church of Glenarden | IOS II LLC | 61620 | MD | SAT | RFC |  | 22 | 2 | NAICS-22 Non-Cogen | PV | SUN | SUN | PJM | A |  | 0 | 0 | 0 | 0 | 0 | 0 | 0 | 0 | 0 | 0 | 0 | 0 | 0 | 0 | 0 | 0 | 0 | 0 | 0 | 0 | 0 | 0 | 0 | 0 | 0 | 0 | 0 | 0 | 0 | 0 | 0 | 0 | 0 | 0 | 0 | 0 | 1419 | 1611 | 2047 | 2296 | 2625 | 2829 | 2810 | 2343 | 2079 | 1784 | 1611 | 1188 | 1419 | 1611 | 2047 | 2296 | 2625 | 2829 | 2810 | 2343 | 2079 | 1784 | 1611 | 1188 | 161.822 | 183.814 | 233.514 | 261.946 | 299.439 | 322.654 | 320.573 | 267.26 | 237.151 | 203.528 | 183.802 | 135.497 | 0 | 0 | 24642 | 24642 | 2811 | 2020 | solar PV | TRUE
62044 | N | . | USS Solar Dawn CSG | USS Solar Dawn LLC | 61630 | MN | WNC | MRO |  | 22 | 2 | NAICS-22 Non-Cogen | PV | SUN | SUN | MISO | A |  | 0 | 0 | 0 | 0 | 0 | 0 | 0 | 0 | 0 | 0 | 0 | 0 | 0 | 0 | 0 | 0 | 0 | 0 | 0 | 0 | 0 | 0 | 0 | 0 | 0 | 0 | 0 | 0 | 0 | 0 | 0 | 0 | 0 | 0 | 0 | 0 | 582 | 1290 | 1566 | 2070 | 2153 | 2334 | 2250 | 2228 | 1571 | 1176 | 900 | 563 | 582 | 1290 | 1566 | 2070 | 2153 | 2334 | 2250 | 2228 | 1571 | 1176 | 900 | 563 | 66.367 | 147.178 | 178.569 | 236.082 | 245.574 | 266.174 | 256.664 | 254.147 | 179.219 | 134.121 | 102.642 | 64.263 | 0 | 0 | 18683 | 18683 | 2131 | 2020 | solar PV | TRUE
62045 | N | . | USS Norelius Solar CSG | USS Norelius Solar LLC | 61629 | MN | WNC | MRO |  | 22 | 2 | NAICS-22 Non-Cogen | PV | SUN | SUN | MISO | A |  | 0 | 0 | 0 | 0 | 0 | 0 | 0 | 0 | 0 | 0 | 0 | 0 | 0 | 0 | 0 | 0 | 0 | 0 | 0 | 0 | 0 | 0 | 0 | 0 | 0 | 0 | 0 | 0 | 0 | 0 | 0 | 0 | 0 | 0 | 0 | 0 | 572 | 1269 | 1540 | 2036 | 2118 | 2295 | 2213 | 2192 | 1545 | 1157 | 885 | 554 | 572 | 1269 | 1540 | 2036 | 2118 | 2295 | 2213 | 2192 | 1545 | 1157 | 885 | 554 | 65.278 | 144.761 | 175.637 | 232.204 | 241.54 | 261.803 | 252.448 | 249.973 | 176.275 | 131.918 | 100.956 | 63.207 | 0 | 0 | 18376 | 18376 | 2096 | 2020 | solar PV | TRUE
62046 | N | . | USS Nillie Corn Solar CSG | USS Nillie Corn Solar LLC | 61628 | MN | WNC | MRO |  | 22 | 2 | NAICS-22 Non-Cogen | PV | SUN | SUN | MISO | A |  | 0 | 0 | 0 | 0 | 0 | 0 | 0 | 0 | 0 | 0 | 0 | 0 | 0 | 0 | 0 | 0 | 0 | 0 | 0 | 0 | 0 | 0 | 0 | 0 | 0 | 0 | 0 | 0 | 0 | 0 | 0 | 0 | 0 | 0 | 0 | 0 | 564 | 1250 | 1517 | 2006 | 2086 | 2261 | 2180 | 2159 | 1523 | 1139 | 872 | 546 | 564 | 1250 | 1517 | 2006 | 2086 | 2261 | 2180 | 2159 | 1523 | 1139 | 872 | 546 | 64.311 | 142.62 | 173.039 | 228.77 | 237.968 | 257.931 | 248.715 | 246.276 | 173.668 | 129.967 | 99.463 | 62.272 | 0 | 0 | 18103 | 18103 | 2065 | 2020 | solar PV | TRUE
62047 | N | . | USS JJ Solar CSG | USS JJ Solar LLC | 61627 | MN | WNC | MRO |  | 22 | 2 | NAICS-22 Non-Cogen | PV | SUN | SUN | MISO | A |  | 0 | 0 | 0 | 0 | 0 | 0 | 0 | 0 | 0 | 0 | 0 | 0 | 0 | 0 | 0 | 0 | 0 | 0 | 0 | 0 | 0 | 0 | 0 | 0 | 0 | 0 | 0 | 0 | 0 | 0 | 0 | 0 | 0 | 0 | 0 | 0 | 538 | 1194 | 1449 | 1915 | 1992 | 2159 | 2082 | 2062 | 1454 | 1088 | 833 | 521 | 538 | 1194 | 1449 | 1915 | 1992 | 2159 | 2082 | 2062 | 1454 | 1088 | 833 | 521 | 61.415 | 136.197 | 165.246 | 218.467 | 227.251 | 246.314 | 237.513 | 235.185 | 165.847 | 124.114 | 94.983 | 59.468 | 0 | 0 | 17287 | 17287 | 1972 | 2020 | solar PV | TRUE
62048 | N | . | USS Dubhe Solar CSG | Standard Solar | 60531 | MN | WNC | MRO |  | 22 | 2 | NAICS-22 Non-Cogen | PV | SUN | SUN | MISO | A |  | 0 | 0 | 0 | 0 | 0 | 0 | 0 | 0 | 0 | 0 | 0 | 0 | 0 | 0 | 0 | 0 | 0 | 0 | 0 | 0 | 0 | 0 | 0 | 0 | 0 | 0 | 0 | 0 | 0 | 0 | 0 | 0 | 0 | 0 | 0 | 0 | 572 | 1268 | 1538 | 2034 | 2116 | 2293 | 2211 | 2189 | 1544 | 1155 | 884 | 554 | 572 | 1268 | 1538 | 2034 | 2116 | 2293 | 2211 | 2189 | 1544 | 1155 | 884 | 554 | 65.213 | 144.623 | 175.469 | 231.983 | 241.31 | 261.553 | 252.208 | 249.735 | 176.107 | 131.792 | 100.86 | 63.147 | 0 | 0 | 18358 | 18358 | 2094 | 2020 | solar PV | TRUE
62049 | N | . | USS Brockway Solar CSG | USS Brockway Solar LLC | 61625 | MN | WNC | MRO |  | 22 | 2 | NAICS-22 Non-Cogen | PV | SUN | SUN | MISO | A |  | 0 | 0 | 0 | 0 | 0 | 0 | 0 | 0 | 0 | 0 | 0 | 0 | 0 | 0 | 0 | 0 | 0 | 0 | 0 | 0 | 0 | 0 | 0 | 0 | 0 | 0 | 0 | 0 | 0 | 0 | 0 | 0 | 0 | 0 | 0 | 0 | 559 | 1241 | 1505 | 1990 | 2070 | 2244 | 2164 | 2142 | 1511 | 1131 | 865 | 542 | 559 | 1241 | 1505 | 1990 | 2070 | 2244 | 2164 | 2142 | 1511 | 1131 | 865 | 542 | 63.812 | 141.515 | 171.698 | 226.998 | 236.124 | 255.932 | 246.788 | 244.368 | 172.323 | 128.96 | 98.692 | 61.79 | 0 | 0 | 17964 | 17964 | 2049 | 2020 | solar PV | TRUE
62050 | N | . | Kingsbrook Jewish Medical Center | Kingsbrook Jewish Medical Center | 61618 | NY | MAT | NPCC |  | 622 | 4 | Commercial NAICS Non-Cogen | IC | DFO | DFO | NYIS | A | barrels | 2 | 1 | 1 | 1 | 2 | 1 | 1 | 1 | 1 | 1 | 2 | 2 | 2 | 1 | 1 | 1 | 2 | 1 | 1 | 1 | 1 | 1 | 2 | 2 | 5.5 | 5.5 | 5.5 | 5.5 | 5.5 | 5.5 | 5.5 | 5.5 | 5.5 | 5.5 | 5.5 | 5.5 | 11 | 6 | 6 | 6 | 11 | 6 | 6 | 6 | 6 | 6 | 11 | 11 | 11 | 6 | 6 | 6 | 11 | 6 | 6 | 6 | 6 | 6 | 11 | 11 | 3.383 | 2.537 | 2.149 | 1.527 | 3.228 | 1.338 | 2.225 | 0.901 | 2.341 | 1.338 | 3.238 | 3.795 | 16 | 16 | 92 | 92 | 28 | 2020 | petroleum | FALSE
62051 | N | . | St Johns Riverside Hospital | St Johns Riverside Hospital | 61619 | NY | MAT | NPCC |  | 622 | 4 | Commercial NAICS Non-Cogen | IC | DFO | DFO | NYIS | A | barrels | 6 | 5 | 4 | 3 | 6 | 3 | 4 | 2 | 4 | 3 | 6 | 7 | 6 | 5 | 4 | 3 | 6 | 3 | 4 | 2 | 4 | 3 | 6 | 7 | 5.5 | 5.5 | 5.5 | 5.5 | 5.5 | 5.5 | 5.5 | 5.5 | 5.5 | 5.5 | 5.5 | 5.5 | 33 | 28 | 22 | 17 | 33 | 17 | 22 | 11 | 22 | 17 | 33 | 39 | 33 | 28 | 22 | 17 | 33 | 17 | 22 | 11 | 22 | 17 | 33 | 39 | 1.932 | 1.45 | 1.228 | 0.872 | 1.844 | 0.765 | 1.272 | 0.515 | 1.337 | 0.765 | 1.851 | 2.169 | 53 | 53 | 294 | 294 | 16 | 2020 | petroleum | FALSE
62052 | N | . | Citizens Imperial Solar | Citizens Enterprises Corporation | 58871 | CA | PACC | WECC |  | 22 | 2 | NAICS-22 Non-Cogen | PV | SUN | SUN | IID | M |  | 0 | 0 | 0 | 0 | 0 | 0 | 0 | 0 | 0 | 0 | 0 | 0 | 0 | 0 | 0 | 0 | 0 | 0 | 0 | 0 | 0 | 0 | 0 | 0 | 0 | 0 | 0 | 0 | 0 | 0 | 0 | 0 | 0 | 0 | 0 | 0 | 42993 | 50244 | 60247 | 71179 | 81288 | 80367 | 76878 | 64543 | 51541 | 44431 | 40600 | 33455 | 42993 | 50244 | 60247 | 71179 | 81288 | 80367 | 76878 | 64543 | 51541 | 44431 | 40600 | 33455 | 4904 | 5731 | 6872 | 8119 | 9272 | 9167 | 8769 | 7362 | 5879 | 5068 | 4631 | 3816 | 0 | 0 | 697766 | 697766 | 79590 | 2020 | solar PV | TRUE
62053 | N | . | Syncarpha Dodge 1 CSG | Solar Provider Group MN I LLC | 61616 | MN | WNC | MRO |  | 22 | 2 | NAICS-22 Non-Cogen | PV | SUN | SUN | MISO | A |  | 0 | 0 | 0 | 0 | 0 | 0 | 0 | 0 | 0 | 0 | 0 | 0 | 0 | 0 | 0 | 0 | 0 | 0 | 0 | 0 | 0 | 0 | 0 | 0 | 0 | 0 | 0 | 0 | 0 | 0 | 0 | 0 | 0 | 0 | 0 | 0 | 517 | 1147 | 1392 | 1841 | 1915 | 2075 | 2001 | 1981 | 1397 | 1046 | 800 | 501 | 517 | 1147 | 1392 | 1841 | 1915 | 2075 | 2001 | 1981 | 1397 | 1046 | 800 | 501 | 59.016 | 130.879 | 158.794 | 209.937 | 218.377 | 236.697 | 228.239 | 226.002 | 159.371 | 119.267 | 91.275 | 57.146 | 0 | 0 | 16613 | 16613 | 1895 | 2020 | solar PV | TRUE
62054 | N | . | Alpha Value Solar | Alpha Value Solar, LLC | 61617 | NC | SAT | SERC |  | 22 | 2 | NAICS-22 Non-Cogen | PV | SUN | SUN | PJM | A |  | 0 | 0 | 0 | 0 | 0 | 0 | 0 | 0 | 0 | 0 | 0 | 0 | 0 | 0 | 0 | 0 | 0 | 0 | 0 | 0 | 0 | 0 | 0 | 0 | 0 | 0 | 0 | 0 | 0 | 0 | 0 | 0 | 0 | 0 | 0 | 0 | 1973 | 2028 | 2593 | 3522 | 3525 | 3430 | 3836 | 3080 | 2609 | 2645 | 2212 | 1870 | 1973 | 2028 | 2593 | 3522 | 3525 | 3430 | 3836 | 3080 | 2609 | 2645 | 2212 | 1870 | 225.031 | 231.265 | 295.811 | 401.789 | 402.109 | 391.202 | 437.589 | 351.366 | 297.578 | 301.692 | 252.324 | 213.244 | 0 | 0 | 33323 | 33323 | 3801 | 2020 | solar PV | TRUE
62055 | N | . | Wareham Solar PV | NSTAR Electric Company | 54913 | MA | NEW | NPCC |  | 22 | 1 | Electric Utility | PV | SUN | SUN | ISNE | A |  | 0 | 0 | 0 | 0 | 0 | 0 | 0 | 0 | 0 | 0 | 0 | 0 | 0 | 0 | 0 | 0 | 0 | 0 | 0 | 0 | 0 | 0 | 0 | 0 | 0 | 0 | 0 | 0 | 0 | 0 | 0 | 0 | 0 | 0 | 0 | 0 | 2083 | 2729 | 4152 | 3981 | 5612 | 5302 | 5222 | 4936 | 4286 | 3116 | 2228 | 1696 | 2083 | 2729 | 4152 | 3981 | 5612 | 5302 | 5222 | 4936 | 4286 | 3116 | 2228 | 1696 | 237.618 | 311.24 | 473.579 | 454.068 | 640.15 | 604.811 | 595.608 | 563.03 | 488.855 | 355.414 | 254.183 | 193.444 | 0 | 0 | 45343 | 45343 | 5172 | 2020 | solar PV | TRUE
62056 | N | . | Lancaster | AVS Phase 2 LLC | 61633 | CA | PACC | WECC |  | 22 | 2 | NAICS-22 Non-Cogen | PV | SUN | SUN | CISO | A |  | 0 | 0 | 0 | 0 | 0 | 0 | 0 | 0 | 0 | 0 | 0 | 0 | 0 | 0 | 0 | 0 | 0 | 0 | 0 | 0 | 0 | 0 | 0 | 0 | 0 | 0 | 0 | 0 | 0 | 0 | 0 | 0 | 0 | 0 | 0 | 0 | 3077 | 4171 | 4082 | 5144 | 6732 | 6704 | 7572 | 6274 | 4926 | 4553 | 3600 | 2850 | 3077 | 4171 | 4082 | 5144 | 6732 | 6704 | 7572 | 6274 | 4926 | 4553 | 3600 | 2850 | 350.99 | 475.783 | 465.582 | 586.765 | 767.928 | 764.703 | 863.745 | 715.589 | 561.878 | 519.359 | 410.592 | 325.086 | 0 | 0 | 59685 | 59685 | 6808 | 2020 | solar PV | TRUE
62057 | N | . | Hazlehurst III | SR Hazlehurst III, LLC | 61635 | GA | SAT | SERC |  | 22 | 2 | NAICS-22 Non-Cogen | PV | SUN | SUN | SOCO | M |  | 0 | 0 | 0 | 0 | 0 | 0 | 0 | 0 | 0 | 0 | 0 | 0 | 0 | 0 | 0 | 0 | 0 | 0 | 0 | 0 | 0 | 0 | 0 | 0 | 0 | 0 | 0 | 0 | 0 | 0 | 0 | 0 | 0 | 0 | 0 | 0 | 47254 | 51734 | 70969 | 73047 | 96893 | 88424 | 98611 | 80292 | 63845 | 62621 | 50270 | 48666 | 47254 | 51734 | 70969 | 73047 | 96893 | 88424 | 98611 | 80292 | 63845 | 62621 | 50270 | 48666 | 5390 | 5901 | 8095 | 8332 | 11052 | 10086 | 11248 | 9158.49 | 7282.44 | 7142.85 | 5734 | 5551 | 0 | 0 | 832626 | 832626 | 94972.78 | 2020 | solar PV | TRUE
62058 | N | . | SR Terrell | SR Terrell, LLC | 61634 | GA | SAT | SERC |  | 22 | 2 | NAICS-22 Non-Cogen | PV | SUN | SUN | SOCO | M |  | . | . | . | . | . | . | . | . | 0 | 0 | 0 | 0 | . | . | . | . | . | . | . | . | 0 | 0 | 0 | 0 | . | . | . | . | . | . | . | . | 0 | 0 | 0 | 0 | . | . | . | . | . | . | . | . | 117188 | 119237 | 99111 | 91221 | . | . | . | . | . | . | . | . | 117188 | 119237 | 99111 | 91221 | . | . | . | . | . | . | . | . | 13367 | 13600.62 | 11305 | 10405 | 0 | 0 | 426757 | 426757 | 48677.62 | 2020 | solar PV | TRUE
62059 | N | . | East Longmeadow Solar PV | NSTAR Electric Company | 54913 | MA | NEW | NPCC |  | 22 | 1 | Electric Utility | PV | SUN | SUN | ISNE | A |  | 0 | 0 | 0 | 0 | 0 | 0 | 0 | 0 | 0 | 0 | 0 | 0 | 0 | 0 | 0 | 0 | 0 | 0 | 0 | 0 | 0 | 0 | 0 | 0 | 0 | 0 | 0 | 0 | 0 | 0 | 0 | 0 | 0 | 0 | 0 | 0 | 3559 | 4662 | 7094 | 6802 | 9589 | 9060 | 8922 | 8434 | 7323 | 5324 | 3808 | 2898 | 3559 | 4662 | 7094 | 6802 | 9589 | 9060 | 8922 | 8434 | 7323 | 5324 | 3808 | 2898 | 406 | 531.792 | 809.167 | 775.832 | 1093.775 | 1033.394 | 1017.67 | 962.007 | 835.269 | 607.269 | 434.302 | 330.523 | 0 | 0 | 77475 | 77475 | 8837 | 2020 | solar PV | TRUE
62060 | N | . | Hampton MN GRE | SoCore Energy LLC | 60520 | MN | WNC | MRO |  | 22 | 2 | NAICS-22 Non-Cogen | PV | SUN | SUN | MISO | A |  | 0 | 0 | 0 | 0 | 0 | 0 | 0 | 0 | 0 | 0 | 0 | 0 | 0 | 0 | 0 | 0 | 0 | 0 | 0 | 0 | 0 | 0 | 0 | 0 | 0 | 0 | 0 | 0 | 0 | 0 | 0 | 0 | 0 | 0 | 0 | 0 | 976 | 2163 | 2625 | 3470 | 3610 | 3913 | 3773 | 3736 | 2634 | 1971 | 1509 | 945 | 976 | 2163 | 2625 | 3470 | 3610 | 3913 | 3773 | 3736 | 2634 | 1971 | 1509 | 945 | 111.277 | 246.77 | 299.403 | 395.833 | 411.748 | 446.289 | 430.343 | 426.123 | 300.492 | 224.877 | 172.097 | 107.748 | 0 | 0 | 31325 | 31325 | 3573 | 2020 | solar PV | TRUE
62061 | N | . | Anoka County MN CONX | SoCore Energy LLC | 60520 | MN | WNC | MRO |  | 22 | 2 | NAICS-22 Non-Cogen | PV | SUN | SUN | MISO | A |  | 0 | 0 | 0 | 0 | 0 | 0 | 0 | 0 | 0 | 0 | 0 | 0 | 0 | 0 | 0 | 0 | 0 | 0 | 0 | 0 | 0 | 0 | 0 | 0 | 0 | 0 | 0 | 0 | 0 | 0 | 0 | 0 | 0 | 0 | 0 | 0 | 1529 | 3391 | 4115 | 5440 | 5659 | 6133 | 5914 | 5856 | 4130 | 3090 | 2365 | 1481 | 1529 | 3391 | 4115 | 5440 | 5659 | 6133 | 5914 | 5856 | 4130 | 3090 | 2365 | 1481 | 174.435 | 386.834 | 469.342 | 620.504 | 645.452 | 699.598 | 674.601 | 667.987 | 471.049 | 352.515 | 269.778 | 168.905 | 0 | 0 | 49103 | 49103 | 5601 | 2020 | solar PV | TRUE
62062 | N | . | Athens MN CONX | SoCore Energy LLC | 60520 | MN | WNC | MRO |  | 22 | 2 | NAICS-22 Non-Cogen | PV | SUN | SUN | MISO | A |  | 0 | 0 | 0 | 0 | 0 | 0 | 0 | 0 | 0 | 0 | 0 | 0 | 0 | 0 | 0 | 0 | 0 | 0 | 0 | 0 | 0 | 0 | 0 | 0 | 0 | 0 | 0 | 0 | 0 | 0 | 0 | 0 | 0 | 0 | 0 | 0 | 2899 | 6430 | 7801 | 10314 | 10728 | 11628 | 11213 | 11103 | 7830 | 5859 | 4484 | 2807 | 2899 | 6430 | 7801 | 10314 | 10728 | 11628 | 11213 | 11103 | 7830 | 5859 | 4484 | 2807 | 330.715 | 733.404 | 889.831 | 1176.421 | 1223.719 | 1326.375 | 1278.984 | 1266.443 | 893.067 | 668.338 | 511.475 | 320.228 | 0 | 0 | 93096 | 93096 | 10619 | 2020 | solar PV | TRUE
62063 | N | . | Greenfield Solar PV | NSTAR Electric Company | 54913 | MA | NEW | NPCC |  | 22 | 1 | Electric Utility | PV | SUN | SUN | ISNE | A |  | 0 | 0 | 0 | 0 | 0 | 0 | 0 | 0 | 0 | 0 | 0 | 0 | 0 | 0 | 0 | 0 | 0 | 0 | 0 | 0 | 0 | 0 | 0 | 0 | 0 | 0 | 0 | 0 | 0 | 0 | 0 | 0 | 0 | 0 | 0 | 0 | 1302 | 1706 | 2595 | 2488 | 3508 | 3314 | 3264 | 3086 | 2679 | 1948 | 1393 | 1060 | 1302 | 1706 | 2595 | 2488 | 3508 | 3314 | 3264 | 3086 | 2679 | 1948 | 1393 | 1060 | 148.534 | 194.555 | 296.032 | 283.837 | 400.156 | 378.065 | 372.313 | 351.948 | 305.582 | 222.168 | 158.889 | 120.921 | 0 | 0 | 28343 | 28343 | 3233 | 2020 | solar PV | TRUE
62064 | N | . | Hinsdale Solar PV | NSTAR Electric Company | 54913 | MA | NEW | NPCC |  | 22 | 1 | Electric Utility | PV | SUN | SUN | ISNE | A |  | 0 | 0 | 0 | 0 | 0 | 0 | 0 | 0 | 0 | 0 | 0 | 0 | 0 | 0 | 0 | 0 | 0 | 0 | 0 | 0 | 0 | 0 | 0 | 0 | 0 | 0 | 0 | 0 | 0 | 0 | 0 | 0 | 0 | 0 | 0 | 0 | 1142 | 1496 | 2277 | 2183 | 3077 | 2907 | 2863 | 2707 | 2350 | 1709 | 1222 | 930 | 1142 | 1496 | 2277 | 2183 | 3077 | 2907 | 2863 | 2707 | 2350 | 1709 | 1222 | 930 | 130.294 | 170.665 | 259.681 | 248.983 | 351.018 | 331.64 | 326.594 | 308.73 | 268.058 | 194.887 | 139.378 | 106.072 | 0 | 0 | 24863 | 24863 | 2836 | 2020 | solar PV | TRUE
62065 | N | . | Savoy Solar PV | NSTAR Electric Company | 54913 | MA | NEW | NPCC |  | 22 | 1 | Electric Utility | PV | SUN | SUN | ISNE | A |  | 0 | 0 | 0 | 0 | 0 | 0 | 0 | 0 | 0 | 0 | 0 | 0 | 0 | 0 | 0 | 0 | 0 | 0 | 0 | 0 | 0 | 0 | 0 | 0 | 0 | 0 | 0 | 0 | 0 | 0 | 0 | 0 | 0 | 0 | 0 | 0 | 1235 | 1618 | 2462 | 2361 | 3328 | 3144 | 3096 | 2927 | 2541 | 1848 | 1321 | 1006 | 1235 | 1618 | 2462 | 2361 | 3328 | 3144 | 3096 | 2927 | 2541 | 1848 | 1321 | 1006 | 140.909 | 184.566 | 280.832 | 269.263 | 379.609 | 358.653 | 353.196 | 333.877 | 289.892 | 210.761 | 150.73 | 114.712 | 0 | 0 | 26887 | 26887 | 3067 | 2020 | solar PV | TRUE
62066 | N | . | Southampton Solar PV | NSTAR Electric Company | 54913 | MA | NEW | NPCC |  | 22 | 1 | Electric Utility | PV | SUN | SUN | ISNE | A |  | 0 | 0 | 0 | 0 | 0 | 0 | 0 | 0 | 0 | 0 | 0 | 0 | 0 | 0 | 0 | 0 | 0 | 0 | 0 | 0 | 0 | 0 | 0 | 0 | 0 | 0 | 0 | 0 | 0 | 0 | 0 | 0 | 0 | 0 | 0 | 0 | 1340 | 1755 | 2671 | 2561 | 3610 | 3411 | 3359 | 3175 | 2757 | 2004 | 1433 | 1091 | 1340 | 1755 | 2671 | 2561 | 3610 | 3411 | 3359 | 3175 | 2757 | 2004 | 1433 | 1091 | 152.852 | 200.212 | 304.64 | 292.089 | 411.79 | 389.058 | 383.138 | 362.181 | 314.467 | 228.628 | 163.508 | 124.437 | 0 | 0 | 29167 | 29167 | 3327 | 2020 | solar PV | TRUE
62072 | N | . | Springfield Solar PV | NSTAR Electric Company | 54913 | MA | NEW | NPCC |  | 22 | 1 | Electric Utility | PV | SUN | SUN | ISNE | A |  | 0 | 0 | 0 | 0 | 0 | 0 | 0 | 0 | 0 | 0 | 0 | 0 | 0 | 0 | 0 | 0 | 0 | 0 | 0 | 0 | 0 | 0 | 0 | 0 | 0 | 0 | 0 | 0 | 0 | 0 | 0 | 0 | 0 | 0 | 0 | 0 | 2681 | 3511 | 5342 | 5122 | 7221 | 6823 | 6719 | 6351 | 5515 | 4009 | 2867 | 2182 | 2681 | 3511 | 5342 | 5122 | 7221 | 6823 | 6719 | 6351 | 5515 | 4009 | 2867 | 2182 | 305.752 | 400.484 | 609.371 | 584.266 | 823.704 | 778.232 | 766.391 | 724.471 | 629.028 | 457.324 | 327.066 | 248.911 | 0 | 0 | 58343 | 58343 | 6655 | 2020 | solar PV | TRUE
62073 | N | . | Hampden Solar PV | NSTAR Electric Company | 54913 | MA | NEW | NPCC |  | 22 | 1 | Electric Utility | PV | SUN | SUN | ISNE | A |  | 0 | 0 | 0 | 0 | 0 | 0 | 0 | 0 | 0 | 0 | 0 | 0 | 0 | 0 | 0 | 0 | 0 | 0 | 0 | 0 | 0 | 0 | 0 | 0 | 0 | 0 | 0 | 0 | 0 | 0 | 0 | 0 | 0 | 0 | 0 | 0 | 2419 | 3169 | 4821 | 4623 | 6517 | 6157 | 6064 | 5732 | 4977 | 3618 | 2588 | 1969 | 2419 | 3169 | 4821 | 4623 | 6517 | 6157 | 6064 | 5732 | 4977 | 3618 | 2588 | 1969 | 275.935 | 361.429 | 549.944 | 527.288 | 743.376 | 702.339 | 691.652 | 653.82 | 567.685 | 412.725 | 295.17 | 224.637 | 0 | 0 | 52654 | 52654 | 6006 | 2020 | solar PV | TRUE
62074 | N | . | Bd of Educ of Queen Anne's Cnty, Cnty HS | Tesla Inc. | 60947 | MD | SAT | RFC |  | 22 | 2 | NAICS-22 Non-Cogen | PV | SUN | SUN | PJM | A |  | 0 | 0 | 0 | 0 | 0 | 0 | 0 | 0 | 0 | 0 | 0 | 0 | 0 | 0 | 0 | 0 | 0 | 0 | 0 | 0 | 0 | 0 | 0 | 0 | 0 | 0 | 0 | 0 | 0 | 0 | 0 | 0 | 0 | 0 | 0 | 0 | 1456 | 1653 | 2100 | 2356 | 2693 | 2902 | 2883 | 2404 | 2133 | 1831 | 1653 | 1219 | 1456 | 1653 | 2100 | 2356 | 2693 | 2902 | 2883 | 2404 | 2133 | 1831 | 1653 | 1219 | 166.023 | 188.588 | 239.579 | 268.749 | 307.215 | 331.033 | 328.898 | 274.201 | 243.31 | 208.813 | 188.575 | 139.016 | 0 | 0 | 25283 | 25283 | 2884 | 2020 | solar PV | TRUE
62075 | N | . | Pima Community College | Tesla Inc. | 60947 | AZ | MTN | WECC |  | 22 | 2 | NAICS-22 Non-Cogen | PV | SUN | SUN | TEPC | A |  | 0 | 0 | 0 | 0 | 0 | 0 | 0 | 0 | 0 | 0 | 0 | 0 | 0 | 0 | 0 | 0 | 0 | 0 | 0 | 0 | 0 | 0 | 0 | 0 | 0 | 0 | 0 | 0 | 0 | 0 | 0 | 0 | 0 | 0 | 0 | 0 | 608 | 703 | 793 | 1060 | 1148 | 1097 | 1099 | 1010 | 913 | 861 | 615 | 546 | 608 | 703 | 793 | 1060 | 1148 | 1097 | 1099 | 1010 | 913 | 861 | 615 | 546 | 69.395 | 80.138 | 90.42 | 120.869 | 130.924 | 125.085 | 125.342 | 115.234 | 104.117 | 98.154 | 70.098 | 62.224 | 0 | 0 | 10453 | 10453 | 1192 | 2020 | solar PV | TRUE
62076 | N | . | Town of Branford | Tesla Inc. | 60947 | CT | NEW | NPCC |  | 22 | 2 | NAICS-22 Non-Cogen | PV | SUN | SUN | ISNE | A |  | 0 | 0 | 0 | 0 | 0 | 0 | 0 | 0 | 0 | 0 | 0 | 0 | 0 | 0 | 0 | 0 | 0 | 0 | 0 | 0 | 0 | 0 | 0 | 0 | 0 | 0 | 0 | 0 | 0 | 0 | 0 | 0 | 0 | 0 | 0 | 0 | 758 | 891 | 1271 | 1196 | 1677 | 1595 | 1583 | 1454 | 1329 | 945 | 793 | 552 | 758 | 891 | 1271 | 1196 | 1677 | 1595 | 1583 | 1454 | 1329 | 945 | 793 | 552 | 86.469 | 101.65 | 144.95 | 136.398 | 191.296 | 181.943 | 180.546 | 165.901 | 151.627 | 107.826 | 90.458 | 62.936 | 0 | 0 | 14044 | 14044 | 1602 | 2020 | solar PV | TRUE
62077 | N | . | Blue Shld Of Cal- El Dorado Hlls Mtr B | Tesla Inc. | 60947 | CA | PACC | WECC |  | 22 | 2 | NAICS-22 Non-Cogen | PV | SUN | SUN | BANC | A |  | 0 | 0 | 0 | 0 | 0 | 0 | 0 | 0 | 0 | 0 | 0 | 0 | 0 | 0 | 0 | 0 | 0 | 0 | 0 | 0 | 0 | 0 | 0 | 0 | 0 | 0 | 0 | 0 | 0 | 0 | 0 | 0 | 0 | 0 | 0 | 0 | 588 | 797 | 780 | 983 | 1287 | 1281 | 1447 | 1199 | 941 | 870 | 688 | 545 | 588 | 797 | 780 | 983 | 1287 | 1281 | 1447 | 1199 | 941 | 870 | 688 | 545 | 67.074 | 90.921 | 88.972 | 112.13 | 146.75 | 146.134 | 165.061 | 136.748 | 107.374 | 99.249 | 78.464 | 62.123 | 0 | 0 | 11406 | 11406 | 1301 | 2020 | solar PV | TRUE
62079 | N | . | Whispering Willow North | Interstate Power and Light Co | 9417 | IA | WNC | MRO |  | 22 | 1 | Electric Utility | WT | WND | WND | MISO | M |  | 0 | 0 | 0 | 0 | 0 | 0 | 0 | 0 | 0 | 0 | 0 | 0 | 0 | 0 | 0 | 0 | 0 | 0 | 0 | 0 | 0 | 0 | 0 | 0 | 0 | 0 | 0 | 0 | 0 | 0 | 0 | 0 | 0 | 0 | 0 | 0 | 243556 | 660979 | 675892 | 676672 | 587266 | 660699 | 366811 | 480887 | 655894 | 709049 | 794220 | 607597 | 243556 | 660979 | 675892 | 676672 | 587266 | 660699 | 366811 | 480887 | 655894 | 709049 | 794220 | 607597 | 27781 | 75394 | 77095 | 77184 | 66986 | 75362 | 41840 | 54852 | 74814 | 80877 | 90592 | 69305 | 0 | 0 | 7119522 | 7119522 | 812082 | 2020 | onshore wind | TRUE
62080 | N | . | Richland | Interstate Power and Light Co | 9417 | IA | WNC | MRO |  | 22 | 1 | Electric Utility | WT | WND | WND | MISO | M |  | . | . | . | . | . | . | . | . | 0 | 0 | 0 | 0 | . | . | . | . | . | . | . | . | 0 | 0 | 0 | 0 | . | . | . | . | . | . | . | . | 0 | 0 | 0 | 0 | . | . | . | . | . | . | . | . | 291687 | 494511 | 358772 | 288601 | . | . | . | . | . | . | . | . | 291687 | 494511 | 358772 | 288601 | . | . | . | . | . | . | . | . | 33271 | 56406 | 40923 | 32919 | 0 | 0 | 1433571 | 1433571 | 163519 | 2020 | onshore wind | TRUE
62081 | N | . | Golden Plains | Interstate Power and Light Co | 9417 | IA | WNC | MRO |  | 22 | 1 | Electric Utility | WT | WND | WND | MISO | M |  | . | . | 0 | 0 | 0 | 0 | 0 | 0 | 0 | 0 | 0 | 0 | . | . | 0 | 0 | 0 | 0 | 0 | 0 | 0 | 0 | 0 | 0 | . | . | 0 | 0 | 0 | 0 | 0 | 0 | 0 | 0 | 0 | 0 | . | . | 98339 | 585592 | 553014 | 585741 | 326501 | 484850 | 585022 | 576115 | 729046 | 582138 | . | . | 98339 | 585592 | 553014 | 585741 | 326501 | 484850 | 585022 | 576115 | 729046 | 582138 | . | . | 11217 | 66795 | 63079 | 66812 | 37242 | 55304 | 66730 | 65714 | 83158 | 66401 | 0 | 0 | 5106358 | 5106358 | 582452 | 2020 | onshore wind | TRUE
62082 | N | . | Southwick Solar PV | NSTAR Electric Company | 54913 | MA | NEW | NPCC |  | 22 | 1 | Electric Utility | PV | SUN | SUN | ISNE | M |  | 0 | 0 | 0 | 0 | 0 | 0 | 0 | 0 | 0 | 0 | 0 | 0 | 0 | 0 | 0 | 0 | 0 | 0 | 0 | 0 | 0 | 0 | 0 | 0 | 0 | 0 | 0 | 0 | 0 | 0 | 0 | 0 | 0 | 0 | 0 | 0 | 3270 | 4734 | 6759 | 6479 | 9126 | 9004 | 8469 | 8022 | 7347 | 5076 | 4094 | 693 | 3270 | 4734 | 6759 | 6479 | 9126 | 9004 | 8469 | 8022 | 7347 | 5076 | 4094 | 693 | 373 | 540 | 771 | 739 | 1041 | 1027 | 966 | 915 | 838 | 579 | 467 | 79 | 0 | 0 | 73073 | 73073 | 8335 | 2020 | solar PV | TRUE
62084 | N | . | Becker Solar 2 CSG | SunShare Management | 60970 | MN | WNC | MRO |  | 22 | 2 | NAICS-22 Non-Cogen | PV | SUN | SUN | MISO | A |  | 0 | 0 | 0 | 0 | 0 | 0 | 0 | 0 | 0 | 0 | 0 | 0 | 0 | 0 | 0 | 0 | 0 | 0 | 0 | 0 | 0 | 0 | 0 | 0 | 0 | 0 | 0 | 0 | 0 | 0 | 0 | 0 | 0 | 0 | 0 | 0 | 461 | 1023 | 1242 | 1641 | 1707 | 1851 | 1785 | 1767 | 1246 | 933 | 714 | 447 | 461 | 1023 | 1242 | 1641 | 1707 | 1851 | 1785 | 1767 | 1246 | 933 | 714 | 447 | 52.633 | 116.72 | 141.615 | 187.226 | 194.753 | 211.091 | 203.549 | 201.553 | 142.13 | 106.365 | 81.401 | 50.964 | 0 | 0 | 14817 | 14817 | 1690 | 2020 | solar PV | TRUE
62085 | N | . | Becker Solar 3 CSG | SunShare Management | 60970 | MN | WNC | MRO |  | 22 | 2 | NAICS-22 Non-Cogen | PV | SUN | SUN | MISO | A |  | 0 | 0 | 0 | 0 | 0 | 0 | 0 | 0 | 0 | 0 | 0 | 0 | 0 | 0 | 0 | 0 | 0 | 0 | 0 | 0 | 0 | 0 | 0 | 0 | 0 | 0 | 0 | 0 | 0 | 0 | 0 | 0 | 0 | 0 | 0 | 0 | 461 | 1023 | 1242 | 1641 | 1707 | 1851 | 1785 | 1767 | 1246 | 933 | 714 | 447 | 461 | 1023 | 1242 | 1641 | 1707 | 1851 | 1785 | 1767 | 1246 | 933 | 714 | 447 | 52.633 | 116.72 | 141.615 | 187.226 | 194.753 | 211.091 | 203.549 | 201.553 | 142.13 | 106.365 | 81.401 | 50.964 | 0 | 0 | 14817 | 14817 | 1690 | 2020 | solar PV | TRUE
62086 | N | . | Becker Solar 4 CSG | SunShare Management | 60970 | MN | WNC | MRO |  | 22 | 2 | NAICS-22 Non-Cogen | PV | SUN | SUN | MISO | A |  | 0 | 0 | 0 | 0 | 0 | 0 | 0 | 0 | 0 | 0 | 0 | 0 | 0 | 0 | 0 | 0 | 0 | 0 | 0 | 0 | 0 | 0 | 0 | 0 | 0 | 0 | 0 | 0 | 0 | 0 | 0 | 0 | 0 | 0 | 0 | 0 | 461 | 1023 | 1242 | 1641 | 1707 | 1851 | 1785 | 1767 | 1246 | 933 | 714 | 447 | 461 | 1023 | 1242 | 1641 | 1707 | 1851 | 1785 | 1767 | 1246 | 933 | 714 | 447 | 52.633 | 116.72 | 141.615 | 187.226 | 194.753 | 211.091 | 203.549 | 201.553 | 142.13 | 106.365 | 81.401 | 50.964 | 0 | 0 | 14817 | 14817 | 1690 | 2020 | solar PV | TRUE
62087 | N | . | Becker Solar 5 CSG | SunShare Management | 60970 | MN | WNC | MRO |  | 22 | 2 | NAICS-22 Non-Cogen | PV | SUN | SUN | MISO | A |  | 0 | 0 | 0 | 0 | 0 | 0 | 0 | 0 | 0 | 0 | 0 | 0 | 0 | 0 | 0 | 0 | 0 | 0 | 0 | 0 | 0 | 0 | 0 | 0 | 0 | 0 | 0 | 0 | 0 | 0 | 0 | 0 | 0 | 0 | 0 | 0 | 461 | 1023 | 1242 | 1641 | 1707 | 1851 | 1785 | 1767 | 1246 | 933 | 714 | 447 | 461 | 1023 | 1242 | 1641 | 1707 | 1851 | 1785 | 1767 | 1246 | 933 | 714 | 447 | 52.633 | 116.72 | 141.615 | 187.226 | 194.753 | 211.091 | 203.549 | 201.553 | 142.13 | 106.365 | 81.401 | 50.964 | 0 | 0 | 14817 | 14817 | 1690 | 2020 | solar PV | TRUE
62088 | N | . | Schultz CSG | DG Minnesota CSG, LLC | 61187 | MN | WNC | MRO |  | 22 | 2 | NAICS-22 Non-Cogen | PV | SUN | SUN | MISO | A |  | 0 | 0 | 0 | 0 | 0 | 0 | 0 | 0 | 0 | 0 | 0 | 0 | 0 | 0 | 0 | 0 | 0 | 0 | 0 | 0 | 0 | 0 | 0 | 0 | 0 | 0 | 0 | 0 | 0 | 0 | 0 | 0 | 0 | 0 | 0 | 0 | 836 | 1854 | 2249 | 2974 | 3094 | 3353 | 3233 | 3202 | 2258 | 1690 | 1293 | 810 | 836 | 1854 | 2249 | 2974 | 3094 | 3353 | 3233 | 3202 | 2258 | 1690 | 1293 | 810 | 95.362 | 211.478 | 256.584 | 339.222 | 352.861 | 382.462 | 368.796 | 365.18 | 257.517 | 192.716 | 147.484 | 92.338 | 0 | 0 | 26846 | 26846 | 3062 | 2020 | solar PV | TRUE
62089 | N | . | Panda Solar NC 1, LLC | Panda Solar NC 1, LLC | 61612 | NC | SAT | SERC |  | 22 | 2 | NAICS-22 Non-Cogen | PV | SUN | SUN | CPLE | A |  | 0 | 0 | 0 | 0 | 0 | 0 | 0 | 0 | 0 | 0 | 0 | 0 | 0 | 0 | 0 | 0 | 0 | 0 | 0 | 0 | 0 | 0 | 0 | 0 | 0 | 0 | 0 | 0 | 0 | 0 | 0 | 0 | 0 | 0 | 0 | 0 | 795 | 817 | 1045 | 1420 | 1421 | 1382 | 1546 | 1242 | 1052 | 1066 | 892 | 754 | 795 | 817 | 1045 | 1420 | 1421 | 1382 | 1546 | 1242 | 1052 | 1066 | 892 | 754 | 90.698 | 93.212 | 119.227 | 161.942 | 162.071 | 157.675 | 176.371 | 141.619 | 119.939 | 121.597 | 101.7 | 85.949 | 0 | 0 | 13432 | 13432 | 1532 | 2020 | solar PV | TRUE
62090 | N | . | Sunderland Solar PV | NSTAR Electric Company | 54913 | MA | NEW | NPCC |  | 22 | 1 | Electric Utility | PV | SUN | SUN | ISNE | A |  | 0 | 0 | 0 | 0 | 0 | 0 | 0 | 0 | 0 | 0 | 0 | 0 | 0 | 0 | 0 | 0 | 0 | 0 | 0 | 0 | 0 | 0 | 0 | 0 | 0 | 0 | 0 | 0 | 0 | 0 | 0 | 0 | 0 | 0 | 0 | 0 | 675 | 885 | 1346 | 1291 | 1820 | 1719 | 1693 | 1601 | 1390 | 1010 | 723 | 550 | 675 | 885 | 1346 | 1291 | 1820 | 1719 | 1693 | 1601 | 1390 | 1010 | 723 | 550 | 77.046 | 100.918 | 153.556 | 147.23 | 207.566 | 196.108 | 193.124 | 182.56 | 158.509 | 115.242 | 82.418 | 62.723 | 0 | 0 | 14703 | 14703 | 1677 | 2020 | solar PV | TRUE
62091 | N | . | Hatfield Solar PV | NSTAR Electric Company | 54913 | MA | NEW | NPCC |  | 22 | 1 | Electric Utility | PV | SUN | SUN | ISNE | A |  | 0 | 0 | 0 | 0 | 0 | 0 | 0 | 0 | 0 | 0 | 0 | 0 | 0 | 0 | 0 | 0 | 0 | 0 | 0 | 0 | 0 | 0 | 0 | 0 | 0 | 0 | 0 | 0 | 0 | 0 | 0 | 0 | 0 | 0 | 0 | 0 | 2295 | 3007 | 4575 | 4386 | 6184 | 5843 | 5754 | 5439 | 4722 | 3433 | 2455 | 1869 | 2295 | 3007 | 4575 | 4386 | 6184 | 5843 | 5754 | 5439 | 4722 | 3433 | 2455 | 1869 | 261.828 | 342.954 | 521.834 | 500.336 | 705.378 | 666.438 | 656.298 | 620.4 | 538.667 | 391.629 | 280.083 | 213.155 | 0 | 0 | 49962 | 49962 | 5699 | 2020 | solar PV | TRUE
62092 | N | . | Montague Site 36-Grosolar | NSTAR Electric Company | 54913 | MA | NEW | NPCC |  | 22 | 1 | Electric Utility | PV | SUN | SUN | ISNE | M |  | 0 | 0 | 0 | 0 | 0 | 0 | 0 | 0 | 0 | 0 | 0 | 0 | 0 | 0 | 0 | 0 | 0 | 0 | 0 | 0 | 0 | 0 | 0 | 0 | 0 | 0 | 0 | 0 | 0 | 0 | 0 | 0 | 0 | 0 | 0 | 0 | 2481 | 2902 | 4594 | 4454 | 6566 | 6067 | 6312 | 5953 | 5620 | 3402 | 1762 | 1333 | 2481 | 2902 | 4594 | 4454 | 6566 | 6067 | 6312 | 5953 | 5620 | 3402 | 1762 | 1333 | 283 | 331 | 524 | 508 | 749 | 692 | 720 | 679 | 641 | 388 | 201 | 152 | 0 | 0 | 51446 | 51446 | 5868 | 2020 | solar PV | TRUE
62093 | N | . | East Springfield Solar PV | NSTAR Electric Company | 54913 | MA | NEW | NPCC |  | 22 | 1 | Electric Utility | PV | SUN | SUN | ISNE | A |  | 0 | 0 | 0 | 0 | 0 | 0 | 0 | 0 | 0 | 0 | 0 | 0 | 0 | 0 | 0 | 0 | 0 | 0 | 0 | 0 | 0 | 0 | 0 | 0 | 0 | 0 | 0 | 0 | 0 | 0 | 0 | 0 | 0 | 0 | 0 | 0 | 844 | 1105 | 1682 | 1612 | 2273 | 2148 | 2115 | 1999 | 1736 | 1262 | 903 | 687 | 844 | 1105 | 1682 | 1612 | 2273 | 2148 | 2115 | 1999 | 1736 | 1262 | 903 | 687 | 96.251 | 126.073 | 191.83 | 183.928 | 259.303 | 244.988 | 241.26 | 228.064 | 198.019 | 143.966 | 102.961 | 78.357 | 0 | 0 | 18366 | 18366 | 2095 | 2020 | solar PV | TRUE
62095 | N | . | Quarter Horse Solar | Quarter Horse Farm LLC | 61640 | NC | SAT | SERC |  | 22 | 2 | NAICS-22 Non-Cogen | PV | SUN | SUN | CPLE | A |  | 0 | 0 | 0 | 0 | 0 | 0 | 0 | 0 | 0 | 0 | 0 | 0 | 0 | 0 | 0 | 0 | 0 | 0 | 0 | 0 | 0 | 0 | 0 | 0 | 0 | 0 | 0 | 0 | 0 | 0 | 0 | 0 | 0 | 0 | 0 | 0 | 4181 | 4297 | 5497 | 7466 | 7472 | 7269 | 8131 | 6529 | 5529 | 5606 | 4688 | 3962 | 4181 | 4297 | 5497 | 7466 | 7472 | 7269 | 8131 | 6529 | 5529 | 5606 | 4688 | 3962 | 476.942 | 490.154 | 626.955 | 851.569 | 852.246 | 829.129 | 927.444 | 744.699 | 630.699 | 639.418 | 534.786 | 451.959 | 0 | 0 | 70627 | 70627 | 8056 | 2020 | solar PV | TRUE
62096 | N | . | Atkinson Solar II | Atkinson Solar II LLC | 61639 | NC | SAT | SERC |  | 22 | 2 | NAICS-22 Non-Cogen | PV | SUN | SUN | CPLE | A |  | 0 | 0 | 0 | 0 | 0 | 0 | 0 | 0 | 0 | 0 | 0 | 0 | 0 | 0 | 0 | 0 | 0 | 0 | 0 | 0 | 0 | 0 | 0 | 0 | 0 | 0 | 0 | 0 | 0 | 0 | 0 | 0 | 0 | 0 | 0 | 0 | 1735 | 1783 | 2280 | 3097 | 3100 | 3016 | 3373 | 2708 | 2294 | 2326 | 1945 | 1644 | 1735 | 1783 | 2280 | 3097 | 3100 | 3016 | 3373 | 2708 | 2294 | 2326 | 1945 | 1644 | 197.858 | 203.338 | 260.09 | 353.27 | 353.551 | 343.961 | 384.746 | 308.935 | 261.643 | 265.26 | 221.854 | 187.494 | 0 | 0 | 29301 | 29301 | 3342 | 2020 | solar PV | TRUE
62097 | N | . | Ludlow Site 72 - Conti | NSTAR Electric Company | 54913 | MA | NEW | NPCC |  | 22 | 1 | Electric Utility | PV | SUN | SUN | ISNE | A |  | 0 | 0 | 0 | 0 | 0 | 0 | 0 | 0 | 0 | 0 | 0 | 0 | 0 | 0 | 0 | 0 | 0 | 0 | 0 | 0 | 0 | 0 | 0 | 0 | 0 | 0 | 0 | 0 | 0 | 0 | 0 | 0 | 0 | 0 | 0 | 0 | 1058 | 1385 | 2108 | 2021 | 2850 | 2692 | 2651 | 2506 | 2176 | 1582 | 1131 | 861 | 1058 | 1385 | 2108 | 2021 | 2850 | 2692 | 2651 | 2506 | 2176 | 1582 | 1131 | 861 | 120.646 | 158.027 | 240.452 | 230.546 | 325.026 | 307.083 | 302.411 | 285.87 | 248.208 | 180.456 | 129.057 | 98.218 | 0 | 0 | 23021 | 23021 | 2626 | 2020 | solar PV | TRUE
62098 | N | . | Tiller CSG | DG Minnesota CSG, LLC | 61187 | MN | WNC | MRO |  | 22 | 2 | NAICS-22 Non-Cogen | PV | SUN | SUN | MISO | A |  | 0 | 0 | 0 | 0 | 0 | 0 | 0 | 0 | 0 | 0 | 0 | 0 | 0 | 0 | 0 | 0 | 0 | 0 | 0 | 0 | 0 | 0 | 0 | 0 | 0 | 0 | 0 | 0 | 0 | 0 | 0 | 0 | 0 | 0 | 0 | 0 | 2357 | 5228 | 6343 | 8386 | 8723 | 9455 | 9117 | 9027 | 6366 | 4764 | 3646 | 2283 | 2357 | 5228 | 6343 | 8386 | 8723 | 9455 | 9117 | 9027 | 6366 | 4764 | 3646 | 2283 | 268.895 | 596.309 | 723.495 | 956.514 | 994.971 | 1078.437 | 1039.904 | 1029.708 | 726.127 | 543.406 | 415.866 | 260.368 | 0 | 0 | 75695 | 75695 | 8634 | 2020 | solar PV | TRUE
62099 | N | . | Hammer CSG | DG Minnesota CSG, LLC | 61187 | MN | WNC | MRO |  | 22 | 2 | NAICS-22 Non-Cogen | PV | SUN | SUN | MISO | A |  | 0 | 0 | 0 | 0 | 0 | 0 | 0 | 0 | 0 | 0 | 0 | 0 | 0 | 0 | 0 | 0 | 0 | 0 | 0 | 0 | 0 | 0 | 0 | 0 | 0 | 0 | 0 | 0 | 0 | 0 | 0 | 0 | 0 | 0 | 0 | 0 | 2453 | 5440 | 6601 | 8727 | 9078 | 9839 | 9487 | 9394 | 6625 | 4958 | 3794 | 2375 | 2453 | 5440 | 6601 | 8727 | 9078 | 9839 | 9487 | 9394 | 6625 | 4958 | 3794 | 2375 | 279.827 | 620.551 | 752.908 | 995.399 | 1035.419 | 1122.279 | 1082.18 | 1071.569 | 755.646 | 565.497 | 432.772 | 270.953 | 0 | 0 | 78771 | 78771 | 8985 | 2020 | solar PV | TRUE
62100 | N | . | Warrenton I Solar | Warrenton Solar I LLC | 61645 | NC | SAT | SERC |  | 22 | 2 | NAICS-22 Non-Cogen | PV | SUN | SUN | CPLE | A |  | 0 | 0 | 0 | 0 | 0 | 0 | 0 | 0 | 0 | 0 | 0 | 0 | 0 | 0 | 0 | 0 | 0 | 0 | 0 | 0 | 0 | 0 | 0 | 0 | 0 | 0 | 0 | 0 | 0 | 0 | 0 | 0 | 0 | 0 | 0 | 0 | 4122 | 4236 | 5419 | 7360 | 7366 | 7166 | 8016 | 6436 | 5451 | 5526 | 4622 | 3906 | 4122 | 4236 | 5419 | 7360 | 7366 | 7166 | 8016 | 6436 | 5451 | 5526 | 4622 | 3906 | 470.192 | 483.218 | 618.083 | 839.518 | 840.186 | 817.396 | 914.32 | 734.161 | 621.774 | 630.37 | 527.218 | 445.564 | 0 | 0 | 69626 | 69626 | 7942 | 2020 | solar PV | TRUE
62101 | N | . | Bladenboro Solar 2 | Bladenboro Farm 2 LLC | 61644 | NC | SAT | SERC |  | 22 | 2 | NAICS-22 Non-Cogen | PV | SUN | SUN | CPLE | A |  | 0 | 0 | 0 | 0 | 0 | 0 | 0 | 0 | 0 | 0 | 0 | 0 | 0 | 0 | 0 | 0 | 0 | 0 | 0 | 0 | 0 | 0 | 0 | 0 | 0 | 0 | 0 | 0 | 0 | 0 | 0 | 0 | 0 | 0 | 0 | 0 | 3831 | 3937 | 5036 | 6840 | 6846 | 6660 | 7450 | 5982 | 5066 | 5136 | 4296 | 3630 | 3831 | 3937 | 5036 | 6840 | 6846 | 6660 | 7450 | 5982 | 5066 | 5136 | 4296 | 3630 | 436.98 | 449.084 | 574.423 | 780.217 | 780.837 | 759.658 | 849.735 | 682.302 | 577.854 | 585.843 | 489.977 | 414.09 | 0 | 0 | 64710 | 64710 | 7381 | 2020 | solar PV | TRUE
62102 | N | . | Sadiebrook NC Solar | Sadiebrook Solar LLC | 61641 | NC | SAT | SERC |  | 22 | 2 | NAICS-22 Non-Cogen | PV | SUN | SUN | CPLE | A |  | 0 | 0 | 0 | 0 | 0 | 0 | 0 | 0 | 0 | 0 | 0 | 0 | 0 | 0 | 0 | 0 | 0 | 0 | 0 | 0 | 0 | 0 | 0 | 0 | 0 | 0 | 0 | 0 | 0 | 0 | 0 | 0 | 0 | 0 | 0 | 0 | 4496 | 4620 | 5910 | 8027 | 8034 | 7816 | 8743 | 7020 | 5945 | 6027 | 5041 | 4260 | 4496 | 4620 | 5910 | 8027 | 8034 | 7816 | 8743 | 7020 | 5945 | 6027 | 5041 | 4260 | 512.819 | 527.025 | 674.117 | 915.627 | 916.355 | 891.499 | 997.209 | 800.718 | 678.142 | 687.518 | 575.014 | 485.957 | 0 | 0 | 75939 | 75939 | 8662 | 2020 | solar PV | TRUE
62103 | N | . | Kossuth | Wisconsin Power & Light Co | 20856 | IA | WNC | MRO |  | 22 | 1 | Electric Utility | WT | WND | WND | MISO | M |  | . | . | . | . | . | . | . | . | . | 0 | 0 | 0 | . | . | . | . | . | . | . | . | . | 0 | 0 | 0 | . | . | . | . | . | . | . | . | . | 0 | 0 | 0 | . | . | . | . | . | . | . | . | . | 484833 | 472892 | 335162 | . | . | . | . | . | . | . | . | . | 484833 | 472892 | 335162 | . | . | . | . | . | . | . | . | . | 55302 | 53940 | 38230 | 0 | 0 | 1292887 | 1292887 | 147472 | 2020 | onshore wind | TRUE
62104 | N | . | Lane Solar | Lane Solar Farm LLC | 61642 | NC | SAT | SERC |  | 22 | 2 | NAICS-22 Non-Cogen | PV | SUN | SUN | CPLE | A |  | 0 | 0 | 0 | 0 | 0 | 0 | 0 | 0 | 0 | 0 | 0 | 0 | 0 | 0 | 0 | 0 | 0 | 0 | 0 | 0 | 0 | 0 | 0 | 0 | 0 | 0 | 0 | 0 | 0 | 0 | 0 | 0 | 0 | 0 | 0 | 0 | 5083 | 5224 | 6682 | 9075 | 9083 | 8836 | 9884 | 7936 | 6722 | 6814 | 5699 | 4817 | 5083 | 5224 | 6682 | 9075 | 9083 | 8836 | 9884 | 7936 | 6722 | 6814 | 5699 | 4817 | 579.781 | 595.838 | 762.136 | 1035.18 | 1036.003 | 1007.902 | 1127.415 | 905.268 | 766.687 | 777.287 | 650.094 | 549.409 | 0 | 0 | 85855 | 85855 | 9793 | 2020 | solar PV | TRUE
62105 | N | . | Monticello Project CSG | DG Minnesota CSG, LLC | 61187 | MN | WNC | MRO |  | 22 | 2 | NAICS-22 Non-Cogen | PV | SUN | SUN | MISO | A |  | 0 | 0 | 0 | 0 | 0 | 0 | 0 | 0 | 0 | 0 | 0 | 0 | 0 | 0 | 0 | 0 | 0 | 0 | 0 | 0 | 0 | 0 | 0 | 0 | 0 | 0 | 0 | 0 | 0 | 0 | 0 | 0 | 0 | 0 | 0 | 0 | 2364 | 5242 | 6361 | 8409 | 8747 | 9481 | 9142 | 9053 | 6384 | 4777 | 3656 | 2289 | 2364 | 5242 | 6361 | 8409 | 8747 | 9481 | 9142 | 9053 | 6384 | 4777 | 3656 | 2289 | 269.642 | 597.967 | 725.506 | 959.173 | 997.736 | 1081.435 | 1042.795 | 1032.571 | 728.145 | 544.916 | 417.022 | 261.092 | 0 | 0 | 75905 | 75905 | 8658 | 2020 | solar PV | TRUE
62106 | N | . | WED Green Hill, LLC | WED Green Hill, LLC | 61648 | RI | NEW | NPCC |  | 22 | 2 | NAICS-22 Non-Cogen | WT | WND | WND | ISNE | M |  | 0 | 0 | 0 | 0 | 0 | 0 | 0 | 0 | 0 | 0 | 0 | 0 | 0 | 0 | 0 | 0 | 0 | 0 | 0 | 0 | 0 | 0 | 0 | 0 | 0 | 0 | 0 | 0 | 0 | 0 | 0 | 0 | 0 | 0 | 0 | 0 | 3323 | 4208 | 6426 | 6742 | 5190 | 2946 | 2586 | 3367 | 4129 | 4725 | 6014 | 6742 | 3323 | 4208 | 6426 | 6742 | 5190 | 2946 | 2586 | 3367 | 4129 | 4725 | 6014 | 6742 | 379 | 480 | 733 | 769 | 592 | 336 | 295 | 384 | 471 | 539 | 686 | 769 | 0 | 0 | 56398 | 56398 | 6433 | 2020 | onshore wind | TRUE
62107 | N | . | WED Plainfield II, LLC | WED Plainfield II, LLC | 61649 | RI | NEW | NPCC |  | 22 | 2 | NAICS-22 Non-Cogen | WT | WND | WND | ISNE | A |  | 0 | 0 | 0 | 0 | 0 | 0 | 0 | 0 | 0 | 0 | 0 | 0 | 0 | 0 | 0 | 0 | 0 | 0 | 0 | 0 | 0 | 0 | 0 | 0 | 0 | 0 | 0 | 0 | 0 | 0 | 0 | 0 | 0 | 0 | 0 | 0 | 5730 | 4899 | 6482 | 6504 | 5783 | 3293 | 3308 | 3080 | 3399 | 4117 | 5900 | 6656 | 5730 | 4899 | 6482 | 6504 | 5783 | 3293 | 3308 | 3080 | 3399 | 4117 | 5900 | 6656 | 653.579 | 558.756 | 739.349 | 741.893 | 659.586 | 375.619 | 377.371 | 351.298 | 387.675 | 469.649 | 673.019 | 759.206 | 0 | 0 | 59151 | 59151 | 6747 | 2020 | onshore wind | TRUE
62108 | N | . | WED Plainfield III, LLC | WED Plainfield III, LLC | 61650 | RI | NEW | NPCC |  | 22 | 2 | NAICS-22 Non-Cogen | WT | WND | WND | ISNE | A |  | 0 | 0 | 0 | 0 | 0 | 0 | 0 | 0 | 0 | 0 | 0 | 0 | 0 | 0 | 0 | 0 | 0 | 0 | 0 | 0 | 0 | 0 | 0 | 0 | 0 | 0 | 0 | 0 | 0 | 0 | 0 | 0 | 0 | 0 | 0 | 0 | 5431 | 4643 | 6144 | 6165 | 5481 | 3121 | 3136 | 2919 | 3221 | 3903 | 5593 | 6309 | 5431 | 4643 | 6144 | 6165 | 5481 | 3121 | 3136 | 2919 | 3221 | 3903 | 5593 | 6309 | 619.481 | 529.605 | 700.776 | 703.188 | 625.174 | 356.022 | 357.683 | 332.97 | 367.45 | 445.147 | 637.907 | 719.597 | 0 | 0 | 56066 | 56066 | 6395 | 2020 | onshore wind | TRUE
62109 | N | . | WED Plainfield, LLC | WED Plainfield, LLC | 61651 | RI | NEW | NPCC |  | 22 | 2 | NAICS-22 Non-Cogen | WT | WND | WND | ISNE | A |  | 0 | 0 | 0 | 0 | 0 | 0 | 0 | 0 | 0 | 0 | 0 | 0 | 0 | 0 | 0 | 0 | 0 | 0 | 0 | 0 | 0 | 0 | 0 | 0 | 0 | 0 | 0 | 0 | 0 | 0 | 0 | 0 | 0 | 0 | 0 | 0 | 5765 | 4928 | 6521 | 6544 | 5818 | 3313 | 3329 | 3099 | 3419 | 4142 | 5936 | 6696 | 5765 | 4928 | 6521 | 6544 | 5818 | 3313 | 3329 | 3099 | 3419 | 4142 | 5936 | 6696 | 657.549 | 562.152 | 743.842 | 746.402 | 663.594 | 377.902 | 379.664 | 353.433 | 390.031 | 472.503 | 677.109 | 763.819 | 0 | 0 | 59510 | 59510 | 6788 | 2020 | onshore wind | TRUE
62110 | N | . | WED Shun I, LLC | WED Shun I, LLC | 61652 | RI | NEW | NPCC |  | 22 | 2 | NAICS-22 Non-Cogen | WT | WND | WND | ISNE | M |  | 0 | 0 | 0 | 0 | 0 | 0 | 0 | 0 | 0 | 0 | 0 | 0 | 0 | 0 | 0 | 0 | 0 | 0 | 0 | 0 | 0 | 0 | 0 | 0 | 0 | 0 | 0 | 0 | 0 | 0 | 0 | 0 | 0 | 0 | 0 | 0 | 6470 | 5129 | 7128 | 7768 | 6172 | 3253 | 3568 | 3910 | 4497 | 4559 | 7294 | 7732 | 6470 | 5129 | 7128 | 7768 | 6172 | 3253 | 3568 | 3910 | 4497 | 4559 | 7294 | 7732 | 738 | 585 | 813 | 886 | 704 | 371 | 407 | 446 | 513 | 520 | 832 | 882 | 0 | 0 | 67480 | 67480 | 7697 | 2020 | onshore wind | TRUE
62111 | N | . | WED Shun II, LLC | WED Shun II, LLC | 61653 | RI | NEW | NPCC |  | 22 | 2 | NAICS-22 Non-Cogen | WT | WND | WND | ISNE | A |  | 0 | 0 | 0 | 0 | 0 | 0 | 0 | 0 | 0 | 0 | 0 | 0 | 0 | 0 | 0 | 0 | 0 | 0 | 0 | 0 | 0 | 0 | 0 | 0 | 0 | 0 | 0 | 0 | 0 | 0 | 0 | 0 | 0 | 0 | 0 | 0 | 5943 | 5081 | 6723 | 6746 | 5998 | 3416 | 3431 | 3194 | 3525 | 4271 | 6120 | 6904 | 5943 | 5081 | 6723 | 6746 | 5998 | 3416 | 3431 | 3194 | 3525 | 4271 | 6120 | 6904 | 677.892 | 579.543 | 766.854 | 769.493 | 684.124 | 389.593 | 391.41 | 364.367 | 402.097 | 487.121 | 698.056 | 787.45 | 0 | 0 | 61352 | 61352 | 6998 | 2020 | onshore wind | TRUE
62112 | N | . | WED Shun III, LLC | WED Shun III, LLC | 61654 | RI | NEW | NPCC |  | 22 | 2 | NAICS-22 Non-Cogen | WT | WND | WND | ISNE | A |  | 0 | 0 | 0 | 0 | 0 | 0 | 0 | 0 | 0 | 0 | 0 | 0 | 0 | 0 | 0 | 0 | 0 | 0 | 0 | 0 | 0 | 0 | 0 | 0 | 0 | 0 | 0 | 0 | 0 | 0 | 0 | 0 | 0 | 0 | 0 | 0 | 6041 | 5164 | 6833 | 6857 | 6096 | 3472 | 3488 | 3247 | 3583 | 4341 | 6220 | 7017 | 6041 | 5164 | 6833 | 6857 | 6096 | 3472 | 3488 | 3247 | 3583 | 4341 | 6220 | 7017 | 689.032 | 589.067 | 779.456 | 782.138 | 695.366 | 395.995 | 397.842 | 370.355 | 408.705 | 495.126 | 709.528 | 800.39 | 0 | 0 | 62359 | 62359 | 7113 | 2020 | onshore wind | TRUE
62114 | N | . | Roseville Solar | Greenskies | 61674 | CA | PACC | WECC |  | 22 | 2 | NAICS-22 Non-Cogen | PV | SUN | SUN | BANC | A |  | 0 | 0 | 0 | 0 | 0 | 0 | 0 | 0 | 0 | 0 | 0 | 0 | 0 | 0 | 0 | 0 | 0 | 0 | 0 | 0 | 0 | 0 | 0 | 0 | 0 | 0 | 0 | 0 | 0 | 0 | 0 | 0 | 0 | 0 | 0 | 0 | 800 | 1084 | 1061 | 1337 | 1749 | 1742 | 1968 | 1630 | 1280 | 1183 | 935 | 741 | 800 | 1084 | 1061 | 1337 | 1749 | 1742 | 1968 | 1630 | 1280 | 1183 | 935 | 741 | 91.2 | 123.628 | 120.978 | 152.466 | 199.539 | 198.702 | 224.437 | 185.94 | 145.999 | 134.951 | 106.689 | 84.471 | 0 | 0 | 15510 | 15510 | 1769 | 2020 | solar PV | TRUE
62115 | N | . | AES Alamitos Energy Center | AES Alamitos Energy, LLC | 61669 | CA | PACC | WECC |  | 22 | 2 | NAICS-22 Non-Cogen | CA | NG | NG | CISO | M | mcf | . | 0 | 0 | 0 | 0 | 0 | 0 | 0 | 0 | 0 | 0 | 0 | . | 0 | 0 | 0 | 0 | 0 | 0 | 0 | 0 | 0 | 0 | 0 | . | 0 | 0 | 0 | 0 | 0 | 0 | 0 | 0 | 0 | 0 | 0 | . | 0 | 0 | 0 | 0 | 0 | 0 | 0 | 0 | 0 | 0 | 0 | . | 0 | 0 | 0 | 0 | 0 | 0 | 0 | 0 | 0 | 0 | 0 | . | 18332 | 9804 | 13686 | 9025 | 27133 | 60349 | 72789 | 64197 | 71832 | 48223 | 40125 | 0 | 0 | 0 | 0 | 435495 | 2020 | natural gas nonpeaker - preexisting nonretiring | TRUE
62115 | N | . | AES Alamitos Energy Center | AES Alamitos Energy, LLC | 61669 | CA | PACC | WECC |  | 22 | 2 | NAICS-22 Non-Cogen | CT | NG | NG | CISO | M | mcf | . | 368760 | 201930 | 277420 | 182000 | 542990 | 1144000 | 1416433 | 1269545 | 1416660 | 941460 | 772530 | . | 368760 | 201930 | 277420 | 182000 | 542990 | 1144000 | 1416433 | 1269545 | 1416660 | 941460 | 772530 | . | 1.035 | 1.034 | 1.036 | 1.032 | 1.024 | 1.019 | 1.019 | 1.027 | 1.023 | 1.032 | 1.042 | . | 381667 | 208796 | 287407 | 187824 | 556022 | 1165736 | 1443345 | 1303823 | 1449243 | 971587 | 804976 | . | 381667 | 208796 | 287407 | 187824 | 556022 | 1165736 | 1443345 | 1303823 | 1449243 | 971587 | 804976 | . | 35498 | 18886 | 26667 | 16877 | 51405 | 112422 | 131072 | 114902 | 132486 | 86048 | 72067 | 8533728 | 8533728 | 8760426 | 8760426 | 798330 | 2020 | natural gas nonpeaker - preexisting nonretiring | TRUE
62116 | N | . | AES Huntington Beach Energy Project | AES Huntington Beach Energy, LLC | 61670 | CA | PACC | WECC |  | 22 | 2 | NAICS-22 Non-Cogen | CA | NG | NG | CISO | M | mcf | . | 0 | 0 | 0 | 0 | 0 | 0 | 0 | 0 | 0 | 0 | 0 | . | 0 | 0 | 0 | 0 | 0 | 0 | 0 | 0 | 0 | 0 | 0 | . | 0 | 0 | 0 | 0 | 0 | 0 | 0 | 0 | 0 | 0 | 0 | . | 0 | 0 | 0 | 0 | 0 | 0 | 0 | 0 | 0 | 0 | 0 | . | 0 | 0 | 0 | 0 | 0 | 0 | 0 | 0 | 0 | 0 | 0 | . | 0 | 25860 | 4840 | 19080 | 35089 | 60293 | 63592 | 70872 | 76575 | 42853 | 32768 | 0 | 0 | 0 | 0 | 431822 | 2020 | natural gas nonpeaker - preexisting nonretiring | TRUE
62116 | N | . | AES Huntington Beach Energy Project | AES Huntington Beach Energy, LLC | 61670 | CA | PACC | WECC |  | 22 | 2 | NAICS-22 Non-Cogen | CT | NG | NG | CISO | M | mcf | . | 679000 | 523000 | 104930 | 370000 | 684870 | 1167816 | 1217314 | 1340763 | 1448362 | 817658 | 620403 | . | 679000 | 523000 | 104930 | 370000 | 684870 | 1167816 | 1217314 | 1340763 | 1448362 | 817658 | 620403 | . | 1.035 | 1.032 | 1.035 | 1.032 | 1.024 | 1.019 | 1.02 | 1.028 | 1.033 | 1.043 | 1.047 | . | 702765 | 539736 | 108603 | 381840 | 701307 | 1190005 | 1241660 | 1378304 | 1496158 | 852817 | 649562 | . | 702765 | 539736 | 108603 | 381840 | 701307 | 1190005 | 1241660 | 1378304 | 1496158 | 852817 | 649562 | . | 65217 | 50423 | 9396 | 35355 | 65421 | 112660 | 115689 | 126788 | 138288 | 77591 | 56517 | 8974116 | 8974116 | 9242757 | 9242757 | 853345 | 2020 | natural gas nonpeaker - preexisting nonretiring | TRUE
62117 | Y | . | Beloit Memorial Hospital Power Plant | Beloit Memorial Hospital | 61967 | WI | ENC | MRO |  | 622 | 5 | Commercial NAICS Cogen | IC | DFO | DFO | MISO | A | barrels | 2 | 1 | 1 | 1 | 1 | 2 | 2 | 2 | 1 | 1 | 1 | 2 | 2 | 1 | 1 | 1 | 1 | 2 | 2 | 2 | 1 | 1 | 1 | 2 | 5.8 | 5.8 | 5.8 | 5.8 | 5.8 | 5.8 | 5.8 | 5.8 | 5.8 | 5.8 | 5.8 | 5.8 | 12 | 6 | 6 | 6 | 6 | 12 | 12 | 12 | 6 | 6 | 6 | 12 | 10 | 6 | 6 | 6 | 6 | 11 | 12 | 12 | 6 | 6 | 6 | 10 | 0.898 | 0.654 | 0.749 | 0.53 | 0.853 | 1 | 1.105 | 1.075 | 0.596 | 0.755 | 0.827 | 0.884 | 17 | 17 | 102 | 97 | 9.926 | 2020 | petroleum | FALSE
62117 | Y | . | Beloit Memorial Hospital Power Plant | Beloit Memorial Hospital | 61967 | WI | ENC | MRO |  | 622 | 5 | Commercial NAICS Cogen | IC | NG | NG | MISO | A | mcf | 25 | 22 | 24 | 20 | 20 | 23 | 23 | 28 | 18 | 21 | 16 | 19 | 25 | 22 | 24 | 20 | 20 | 23 | 23 | 28 | 18 | 21 | 16 | 19 | 1 | 1 | 1 | 1 | 1 | 1 | 1 | 1 | 1 | 1 | 1 | 1 | 25 | 22 | 24 | 20 | 20 | 23 | 23 | 28 | 18 | 21 | 16 | 19 | 25 | 22 | 24 | 20 | 20 | 23 | 23 | 28 | 18 | 21 | 16 | 19 | 2.488 | 2.257 | 2.387 | 2.043 | 2.012 | 2.333 | 2.303 | 2.838 | 1.796 | 2.1 | 1.574 | 1.943 | 259 | 259 | 259 | 259 | 26.074 | 2020 | natural gas peaker | FALSE
62118 | N | . | WED GW Solar, LLC | WED GW Solar, LLC CSG | 61666 | RI | NEW | NPCC |  | 22 | 2 | NAICS-22 Non-Cogen | PV | SUN | SUN | ISNE | A |  | 0 | 0 | 0 | 0 | 0 | 0 | 0 | 0 | 0 | 0 | 0 | 0 | 0 | 0 | 0 | 0 | 0 | 0 | 0 | 0 | 0 | 0 | 0 | 0 | 0 | 0 | 0 | 0 | 0 | 0 | 0 | 0 | 0 | 0 | 0 | 0 | 1583 | 2177 | 3493 | 3466 | 4896 | 4702 | 4705 | 4085 | 3706 | 2609 | 1961 | 1226 | 1583 | 2177 | 3493 | 3466 | 4896 | 4702 | 4705 | 4085 | 3706 | 2609 | 1961 | 1226 | 180.572 | 248.283 | 398.404 | 395.348 | 558.455 | 536.316 | 536.704 | 465.985 | 422.742 | 297.622 | 223.734 | 139.835 | 0 | 0 | 38609 | 38609 | 4404 | 2020 | solar PV | TRUE
62119 | N | . | University Park Solar | SS PA II PSU LLC | 61675 | PA | MAT | RFC |  | 22 | 2 | NAICS-22 Non-Cogen | PV | SUN | SUN | PJM | A |  | 0 | 0 | 0 | 0 | 0 | 0 | 0 | 0 | 0 | 0 | 0 | 0 | 0 | 0 | 0 | 0 | 0 | 0 | 0 | 0 | 0 | 0 | 0 | 0 | 0 | 0 | 0 | 0 | 0 | 0 | 0 | 0 | 0 | 0 | 0 | 0 | 996 | 1196 | 1783 | 1790 | 2260 | 2365 | 2226 | 2051 | 1773 | 1329 | 1218 | 766 | 996 | 1196 | 1783 | 1790 | 2260 | 2365 | 2226 | 2051 | 1773 | 1329 | 1218 | 766 | 113.579 | 136.467 | 203.338 | 204.127 | 257.795 | 269.777 | 253.921 | 233.974 | 202.19 | 151.535 | 138.978 | 87.319 | 0 | 0 | 19753 | 19753 | 2253 | 2020 | solar PV | TRUE
62120 | N | . | Panda Solar NC 2, LLC | Panda Solar NC 2, LLC | 61655 | NC | SAT | SERC |  | 22 | 2 | NAICS-22 Non-Cogen | PV | SUN | SUN | CPLE | A |  | 0 | 0 | 0 | 0 | 0 | 0 | 0 | 0 | 0 | 0 | 0 | 0 | 0 | 0 | 0 | 0 | 0 | 0 | 0 | 0 | 0 | 0 | 0 | 0 | 0 | 0 | 0 | 0 | 0 | 0 | 0 | 0 | 0 | 0 | 0 | 0 | 1650 | 1695 | 2168 | 2945 | 2947 | 2868 | 3208 | 2576 | 2181 | 2211 | 1850 | 1563 | 1650 | 1695 | 2168 | 2945 | 2947 | 2868 | 3208 | 2576 | 2181 | 2211 | 1850 | 1563 | 188.149 | 193.36 | 247.327 | 335.934 | 336.201 | 327.082 | 365.866 | 293.775 | 248.803 | 252.243 | 210.967 | 178.293 | 0 | 0 | 27862 | 27862 | 3178 | 2020 | solar PV | TRUE
62121 | N | . | Panda Solar NC 3, LLC | Panda Solar NC 3, LLC | 61656 | NC | SAT | SERC |  | 22 | 2 | NAICS-22 Non-Cogen | PV | SUN | SUN | CPLE | A |  | 0 | 0 | 0 | 0 | 0 | 0 | 0 | 0 | 0 | 0 | 0 | 0 | 0 | 0 | 0 | 0 | 0 | 0 | 0 | 0 | 0 | 0 | 0 | 0 | 0 | 0 | 0 | 0 | 0 | 0 | 0 | 0 | 0 | 0 | 0 | 0 | 1904 | 1957 | 2503 | 3399 | 3402 | 3310 | 3702 | 2973 | 2518 | 2552 | 2135 | 1804 | 1904 | 1957 | 2503 | 3399 | 3402 | 3310 | 3702 | 2973 | 2518 | 2552 | 2135 | 1804 | 217.159 | 223.173 | 285.461 | 387.73 | 388.038 | 377.513 | 422.277 | 339.071 | 287.165 | 291.135 | 243.495 | 205.783 | 0 | 0 | 32159 | 32159 | 3668 | 2020 | solar PV | TRUE
62122 | N | . | Panda Solar NC 4, LLC | Panda Solar NC 4, LLC | 61657 | NC | SAT | SERC |  | 22 | 2 | NAICS-22 Non-Cogen | PV | SUN | SUN | CPLE | A |  | 0 | 0 | 0 | 0 | 0 | 0 | 0 | 0 | 0 | 0 | 0 | 0 | 0 | 0 | 0 | 0 | 0 | 0 | 0 | 0 | 0 | 0 | 0 | 0 | 0 | 0 | 0 | 0 | 0 | 0 | 0 | 0 | 0 | 0 | 0 | 0 | 1604 | 1649 | 2109 | 2865 | 2867 | 2789 | 3120 | 2505 | 2122 | 2151 | 1799 | 1520 | 1604 | 1649 | 2109 | 2865 | 2867 | 2789 | 3120 | 2505 | 2122 | 2151 | 1799 | 1520 | 182.996 | 188.067 | 240.556 | 326.738 | 326.998 | 318.128 | 355.85 | 285.733 | 241.992 | 245.338 | 205.192 | 173.412 | 0 | 0 | 27100 | 27100 | 3091 | 2020 | solar PV | TRUE
62123 | N | . | Panda Solar NC 5, LLC | Panda Solar NC 5, LLC | 61658 | NC | SAT | SERC |  | 22 | 2 | NAICS-22 Non-Cogen | PV | SUN | SUN | CPLE | A |  | 0 | 0 | 0 | 0 | 0 | 0 | 0 | 0 | 0 | 0 | 0 | 0 | 0 | 0 | 0 | 0 | 0 | 0 | 0 | 0 | 0 | 0 | 0 | 0 | 0 | 0 | 0 | 0 | 0 | 0 | 0 | 0 | 0 | 0 | 0 | 0 | 860 | 883 | 1130 | 1535 | 1536 | 1494 | 1671 | 1342 | 1137 | 1152 | 964 | 814 | 860 | 883 | 1130 | 1535 | 1536 | 1494 | 1671 | 1342 | 1137 | 1152 | 964 | 814 | 98.04 | 100.757 | 128.878 | 175.049 | 175.189 | 170.437 | 190.646 | 153.081 | 129.647 | 131.44 | 109.931 | 92.905 | 0 | 0 | 14518 | 14518 | 1656 | 2020 | solar PV | TRUE
62124 | N | . | Panda Solar NC 6, LLC | Panda Solar NC 6, LLC | 61660 | NC | SAT | SERC |  | 22 | 2 | NAICS-22 Non-Cogen | PV | SUN | SUN | CPLE | A |  | 0 | 0 | 0 | 0 | 0 | 0 | 0 | 0 | 0 | 0 | 0 | 0 | 0 | 0 | 0 | 0 | 0 | 0 | 0 | 0 | 0 | 0 | 0 | 0 | 0 | 0 | 0 | 0 | 0 | 0 | 0 | 0 | 0 | 0 | 0 | 0 | 902 | 927 | 1186 | 1611 | 1612 | 1568 | 1754 | 1409 | 1193 | 1209 | 1011 | 855 | 902 | 927 | 1186 | 1611 | 1612 | 1568 | 1754 | 1409 | 1193 | 1209 | 1011 | 855 | 102.895 | 105.746 | 135.259 | 183.717 | 183.863 | 178.876 | 200.087 | 160.661 | 136.067 | 137.948 | 115.375 | 97.506 | 0 | 0 | 15237 | 15237 | 1738 | 2020 | solar PV | TRUE
62125 | N | . | Panda Solar NC 7, LLC | Panda Solar NC 7 , LLC | 61659 | NC | SAT | SERC |  | 22 | 2 | NAICS-22 Non-Cogen | PV | SUN | SUN | CPLE | A |  | 0 | 0 | 0 | 0 | 0 | 0 | 0 | 0 | 0 | 0 | 0 | 0 | 0 | 0 | 0 | 0 | 0 | 0 | 0 | 0 | 0 | 0 | 0 | 0 | 0 | 0 | 0 | 0 | 0 | 0 | 0 | 0 | 0 | 0 | 0 | 0 | 1195 | 1228 | 1571 | 2133 | 2135 | 2077 | 2323 | 1866 | 1580 | 1602 | 1340 | 1132 | 1195 | 1228 | 1571 | 2133 | 2135 | 2077 | 2323 | 1866 | 1580 | 1602 | 1340 | 1132 | 136.286 | 140.061 | 179.152 | 243.336 | 243.529 | 236.923 | 265.017 | 212.798 | 180.222 | 182.714 | 152.815 | 129.147 | 0 | 0 | 20182 | 20182 | 2302 | 2020 | solar PV | TRUE
62126 | N | . | Panda Solar NC 8, LLC | Panda Solar NC 8, LLC | 61661 | NC | SAT | SERC |  | 22 | 2 | NAICS-22 Non-Cogen | PV | SUN | SUN | CPLE | A |  | 0 | 0 | 0 | 0 | 0 | 0 | 0 | 0 | 0 | 0 | 0 | 0 | 0 | 0 | 0 | 0 | 0 | 0 | 0 | 0 | 0 | 0 | 0 | 0 | 0 | 0 | 0 | 0 | 0 | 0 | 0 | 0 | 0 | 0 | 0 | 0 | 1657 | 1703 | 2179 | 2959 | 2961 | 2881 | 3223 | 2588 | 2192 | 2222 | 1858 | 1570 | 1657 | 1703 | 2179 | 2959 | 2961 | 2881 | 3223 | 2588 | 2192 | 2222 | 1858 | 1570 | 189.035 | 194.273 | 248.494 | 337.52 | 337.788 | 328.626 | 367.593 | 295.162 | 249.978 | 253.434 | 211.963 | 179.134 | 0 | 0 | 27993 | 27993 | 3193 | 2020 | solar PV | TRUE
62127 | N | . | Panda Solar NC 9, LLC | Panda Solar NC 9, LLC | 61662 | NC | SAT | SERC |  | 22 | 2 | NAICS-22 Non-Cogen | PV | SUN | SUN | CPLE | A |  | 0 | 0 | 0 | 0 | 0 | 0 | 0 | 0 | 0 | 0 | 0 | 0 | 0 | 0 | 0 | 0 | 0 | 0 | 0 | 0 | 0 | 0 | 0 | 0 | 0 | 0 | 0 | 0 | 0 | 0 | 0 | 0 | 0 | 0 | 0 | 0 | 1728 | 1776 | 2272 | 3086 | 3088 | 3005 | 3361 | 2699 | 2286 | 2317 | 1938 | 1638 | 1728 | 1776 | 2272 | 3086 | 3088 | 3005 | 3361 | 2699 | 2286 | 2317 | 1938 | 1638 | 197.149 | 202.608 | 259.156 | 352.001 | 352.281 | 342.726 | 383.365 | 307.826 | 260.703 | 264.308 | 221.057 | 186.82 | 0 | 0 | 29194 | 29194 | 3330 | 2020 | solar PV | TRUE
62128 | N | . | Panda Solar NC 10, LLC | Panda Solar NC 10, LLC | 61663 | NC | SAT | SERC |  | 22 | 2 | NAICS-22 Non-Cogen | PV | SUN | SUN | CPLE | A |  | 0 | 0 | 0 | 0 | 0 | 0 | 0 | 0 | 0 | 0 | 0 | 0 | 0 | 0 | 0 | 0 | 0 | 0 | 0 | 0 | 0 | 0 | 0 | 0 | 0 | 0 | 0 | 0 | 0 | 0 | 0 | 0 | 0 | 0 | 0 | 0 | 1576 | 1619 | 2071 | 2814 | 2816 | 2739 | 3064 | 2460 | 2084 | 2113 | 1767 | 1493 | 1576 | 1619 | 2071 | 2814 | 2816 | 2739 | 3064 | 2460 | 2084 | 2113 | 1767 | 1493 | 179.743 | 184.72 | 236.275 | 320.924 | 321.179 | 312.467 | 349.518 | 280.649 | 237.686 | 240.973 | 201.54 | 170.326 | 0 | 0 | 26616 | 26616 | 3036 | 2020 | solar PV | TRUE
62129 | N | . | Panda Solar NC 11, LLC | Panda Solar NC 11, LLC | 61664 | NC | SAT | SERC |  | 22 | 2 | NAICS-22 Non-Cogen | PV | SUN | SUN | CPLE | A |  | 0 | 0 | 0 | 0 | 0 | 0 | 0 | 0 | 0 | 0 | 0 | 0 | 0 | 0 | 0 | 0 | 0 | 0 | 0 | 0 | 0 | 0 | 0 | 0 | 0 | 0 | 0 | 0 | 0 | 0 | 0 | 0 | 0 | 0 | 0 | 0 | 1730 | 1778 | 2275 | 3090 | 3092 | 3008 | 3365 | 2702 | 2288 | 2320 | 1940 | 1640 | 1730 | 1778 | 2275 | 3090 | 3092 | 3008 | 3365 | 2702 | 2288 | 2320 | 1940 | 1640 | 197.383 | 202.852 | 259.467 | 352.424 | 352.705 | 343.138 | 383.825 | 308.196 | 261.017 | 264.625 | 221.323 | 187.045 | 0 | 0 | 29228 | 29228 | 3334 | 2020 | solar PV | TRUE
62130 | N | . | Roseman | Roseman Energy, LLC | 61676 | IA | WNC | MRO |  | 22 | 2 | NAICS-22 Non-Cogen | WT | WND | WND | MISO | A |  | 0 | 0 | 0 | 0 | 0 | 0 | 0 | 0 | 0 | 0 | 0 | 0 | 0 | 0 | 0 | 0 | 0 | 0 | 0 | 0 | 0 | 0 | 0 | 0 | 0 | 0 | 0 | 0 | 0 | 0 | 0 | 0 | 0 | 0 | 0 | 0 | 4537 | 5473 | 5462 | 5435 | 4808 | 5639 | 3089 | 4175 | 5378 | 6006 | 6872 | 5302 | 4537 | 5473 | 5462 | 5435 | 4808 | 5639 | 3089 | 4175 | 5378 | 6006 | 6872 | 5302 | 517.453 | 624.272 | 622.971 | 619.975 | 548.382 | 643.25 | 352.382 | 476.221 | 613.476 | 685.051 | 783.819 | 604.748 | 0 | 0 | 62176 | 62176 | 7092 | 2020 | onshore wind | TRUE
62131 | N | . | Red Toad 4451 Buffalo Road, LLC | Sol Systems | 61677 | NC | SAT | SERC |  | 22 | 2 | NAICS-22 Non-Cogen | PV | SUN | SUN | CPLE | A |  | 0 | 0 | 0 | 0 | 0 | 0 | 0 | 0 | 0 | 0 | 0 | 0 | 0 | 0 | 0 | 0 | 0 | 0 | 0 | 0 | 0 | 0 | 0 | 0 | 0 | 0 | 0 | 0 | 0 | 0 | 0 | 0 | 0 | 0 | 0 | 0 | 2069 | 2127 | 2720 | 3695 | 3698 | 3597 | 4024 | 3231 | 2737 | 2774 | 2320 | 1961 | 2069 | 2127 | 2720 | 3695 | 3698 | 3597 | 4024 | 3231 | 2737 | 2774 | 2320 | 1961 | 236.044 | 242.582 | 310.287 | 421.45 | 421.786 | 410.345 | 459.002 | 368.559 | 312.14 | 316.455 | 264.671 | 223.679 | 0 | 0 | 34953 | 34953 | 3987 | 2020 | solar PV | TRUE
62132 | N | . | Arbor Hill Wind Farm | MidAmerican Energy Co | 12341 | IA | WNC | MRO |  | 22 | 1 | Electric Utility | WT | WND | WND | MISO | M |  | 0 | 0 | 0 | 0 | 0 | 0 | 0 | 0 | 0 | 0 | 0 | 0 | 0 | 0 | 0 | 0 | 0 | 0 | 0 | 0 | 0 | 0 | 0 | 0 | 0 | 0 | 0 | 0 | 0 | 0 | 0 | 0 | 0 | 0 | 0 | 0 | 625596 | 841080 | 809308 | 865925 | 616101 | 853134 | 472936 | 664942 | 873474 | 925506 | 980869 | 768559 | 625596 | 841080 | 809308 | 865925 | 616101 | 853134 | 472936 | 664942 | 873474 | 925506 | 980869 | 768559 | 71358 | 95937 | 92313 | 98771 | 70275 | 97312 | 53945 | 75846 | 99632 | 105567 | 111882 | 87665 | 0 | 0 | 9297430 | 9297430 | 1060503 | 2020 | onshore wind | TRUE
62133 | N | . | North English | MidAmerican Energy Co | 12341 | IA | WNC | MRO |  | 22 | 1 | Electric Utility | WT | WND | WND | MISO | M |  | 0 | 0 | 0 | 0 | 0 | 0 | 0 | 0 | 0 | 0 | 0 | 0 | 0 | 0 | 0 | 0 | 0 | 0 | 0 | 0 | 0 | 0 | 0 | 0 | 0 | 0 | 0 | 0 | 0 | 0 | 0 | 0 | 0 | 0 | 0 | 0 | 758985 | 929854 | 907411 | 1090141 | 838976 | 932642 | 483702 | 697538 | 1029237 | 1113988 | 1298261 | 879470 | 758985 | 929854 | 907411 | 1090141 | 838976 | 932642 | 483702 | 697538 | 1029237 | 1113988 | 1298261 | 879470 | 86573 | 106063 | 103503 | 124346 | 95697 | 106381 | 55173 | 79564 | 117399 | 127066 | 148085 | 100316 | 0 | 0 | 10960205 | 10960205 | 1250166 | 2020 | onshore wind | TRUE
62135 | N | . | Palmer | AES Distributed Energy | 61012 | MA | NEW | NPCC |  | 22 | 2 | NAICS-22 Non-Cogen | PV | SUN | SUN | ISNE | A |  | 0 | 0 | 0 | 0 | 0 | 0 | 0 | 0 | 0 | 0 | 0 | 0 | 0 | 0 | 0 | 0 | 0 | 0 | 0 | 0 | 0 | 0 | 0 | 0 | 0 | 0 | 0 | 0 | 0 | 0 | 0 | 0 | 0 | 0 | 0 | 0 | 2368 | 3102 | 4720 | 4526 | 6380 | 6028 | 5937 | 5612 | 4872 | 3542 | 2533 | 1928 | 2368 | 3102 | 4720 | 4526 | 6380 | 6028 | 5937 | 5612 | 4872 | 3542 | 2533 | 1928 | 270.145 | 353.846 | 538.407 | 516.226 | 727.781 | 687.604 | 677.142 | 640.104 | 555.775 | 404.067 | 288.978 | 219.925 | 0 | 0 | 51548 | 51548 | 5880 | 2020 | solar PV | TRUE
62136 | N | . | Arthur Solar, LLC | Radian Generation | 61494 | NC | SAT | SERC |  | 22 | 2 | NAICS-22 Non-Cogen | PV | SUN | SUN | DUK | A |  | 0 | 0 | 0 | 0 | 0 | 0 | 0 | 0 | 0 | 0 | 0 | 0 | 0 | 0 | 0 | 0 | 0 | 0 | 0 | 0 | 0 | 0 | 0 | 0 | 0 | 0 | 0 | 0 | 0 | 0 | 0 | 0 | 0 | 0 | 0 | 0 | 4926 | 5062 | 6475 | 8795 | 8802 | 8563 | 9578 | 7691 | 6514 | 6604 | 5523 | 4668 | 4926 | 5062 | 6475 | 8795 | 8802 | 8563 | 9578 | 7691 | 6514 | 6604 | 5523 | 4668 | 561.839 | 577.403 | 738.555 | 1003.151 | 1003.949 | 976.718 | 1092.533 | 877.258 | 742.966 | 753.238 | 629.98 | 532.41 | 0 | 0 | 83201 | 83201 | 9490 | 2020 | solar PV | TRUE
62137 | N | . | Eichtens II CSG | Terraform Arcadia | 63249 | MN | WNC | MRO |  | 22 | 2 | NAICS-22 Non-Cogen | PV | SUN | SUN | MISO | A |  | 0 | 0 | 0 | 0 | 0 | 0 | 0 | 0 | 0 | 0 | 0 | 0 | 0 | 0 | 0 | 0 | 0 | 0 | 0 | 0 | 0 | 0 | 0 | 0 | 0 | 0 | 0 | 0 | 0 | 0 | 0 | 0 | 0 | 0 | 0 | 0 | 498 | 1104 | 1339 | 1771 | 1842 | 1996 | 1925 | 1906 | 1344 | 1006 | 770 | 482 | 498 | 1104 | 1339 | 1771 | 1842 | 1996 | 1925 | 1906 | 1344 | 1006 | 770 | 482 | 56.775 | 125.906 | 152.76 | 201.96 | 210.08 | 227.703 | 219.567 | 217.415 | 153.316 | 114.736 | 87.807 | 54.975 | 0 | 0 | 15983 | 15983 | 1823 | 2020 | solar PV | TRUE
62138 | N | . | Barone CSG | Terraform Arcadia | 63249 | MN | WNC | MRO |  | 22 | 2 | NAICS-22 Non-Cogen | PV | SUN | SUN | MISO | A |  | 0 | 0 | 0 | 0 | 0 | 0 | 0 | 0 | 0 | 0 | 0 | 0 | 0 | 0 | 0 | 0 | 0 | 0 | 0 | 0 | 0 | 0 | 0 | 0 | 0 | 0 | 0 | 0 | 0 | 0 | 0 | 0 | 0 | 0 | 0 | 0 | 490 | 1086 | 1317 | 1741 | 1811 | 1963 | 1893 | 1875 | 1322 | 989 | 757 | 474 | 490 | 1086 | 1317 | 1741 | 1811 | 1963 | 1893 | 1875 | 1322 | 989 | 757 | 474 | 55.84 | 123.834 | 150.246 | 198.637 | 206.623 | 223.956 | 215.954 | 213.837 | 150.793 | 112.848 | 86.362 | 54.07 | 0 | 0 | 15718 | 15718 | 1793 | 2020 | solar PV | TRUE
62139 | N | . | Huneke II CSG | Terraform Arcadia | 63249 | MN | WNC | MRO |  | 22 | 2 | NAICS-22 Non-Cogen | PV | SUN | SUN | MISO | A |  | 0 | 0 | 0 | 0 | 0 | 0 | 0 | 0 | 0 | 0 | 0 | 0 | 0 | 0 | 0 | 0 | 0 | 0 | 0 | 0 | 0 | 0 | 0 | 0 | 0 | 0 | 0 | 0 | 0 | 0 | 0 | 0 | 0 | 0 | 0 | 0 | 453 | 1004 | 1218 | 1610 | 1675 | 1816 | 1751 | 1734 | 1222 | 915 | 700 | 438 | 453 | 1004 | 1218 | 1610 | 1675 | 1816 | 1751 | 1734 | 1222 | 915 | 700 | 438 | 51.637 | 114.51 | 138.934 | 183.681 | 191.066 | 207.094 | 199.694 | 197.736 | 139.439 | 104.351 | 79.859 | 49.999 | 0 | 0 | 14536 | 14536 | 1658 | 2020 | solar PV | TRUE
62140 | N | . | Puller Solar | Dominion Renewable Energy | 58468 | VA | SAT | SERC |  | 22 | 1 | Electric Utility | PV | SUN | SUN | PJM | A |  | 0 | 0 | 0 | 0 | 0 | 0 | 0 | 0 | 0 | 0 | 0 | 0 | 0 | 0 | 0 | 0 | 0 | 0 | 0 | 0 | 0 | 0 | 0 | 0 | 0 | 0 | 0 | 0 | 0 | 0 | 0 | 0 | 0 | 0 | 0 | 0 | 13529 | 14512 | 20109 | 25825 | 27085 | 30005 | 33074 | 23243 | 19218 | 18482 | 14726 | 11522 | 13529 | 14512 | 20109 | 25825 | 27085 | 30005 | 33074 | 23243 | 19218 | 18482 | 14726 | 11522 | 1543.229 | 1655.312 | 2293.758 | 2945.658 | 3089.439 | 3422.505 | 3772.606 | 2651.246 | 2192.119 | 2108.139 | 1679.721 | 1314.268 | 0 | 0 | 251330 | 251330 | 28668 | 2020 | solar PV | TRUE
62141 | N | . | Rambler | RE Rambler LLC | 61678 | TX | WSC | TRE |  | 22 | 2 | NAICS-22 Non-Cogen | PV | SUN | SUN | ERCO | M |  | . | . | . | . | . | 0 | 0 | 0 | 0 | 0 | 0 | 0 | . | . | . | . | . | 0 | 0 | 0 | 0 | 0 | 0 | 0 | . | . | . | . | . | 0 | 0 | 0 | 0 | 0 | 0 | 0 | . | . | . | . | . | 40951 | 401344 | 528738 | 369818 | 357325 | 277703 | 259091 | . | . | . | . | . | 40951 | 401344 | 528738 | 369818 | 357325 | 277703 | 259091 | . | . | . | . | . | 4671 | 45779 | 60310 | 42183 | 40758 | 31676 | 29553 | 0 | 0 | 2234970 | 2234970 | 254930 | 2020 | solar PV | TRUE
62142 | N | . | Amadeus Wind Farm | Amadeus Wind LLC | 61683 | TX | WSC | TRE |  | 22 | 2 | NAICS-22 Non-Cogen | WT | WND | WND | ERCO | M |  | . | . | . | . | . | . | . | . | . | . | . | 0 | . | . | . | . | . | . | . | . | . | . | . | 0 | . | . | . | . | . | . | . | . | . | . | . | 0 | . | . | . | . | . | . | . | . | . | . | . | 603029 | . | . | . | . | . | . | . | . | . | . | . | 603029 | . | . | . | . | . | . | . | . | . | . | . | 68784 | 0 | 0 | 603029 | 603029 | 68784 | 2020 | onshore wind | TRUE
62143 | N | . | MSC-GreyCloud01 Community Solar | MSC-GreyCloud01 LLC | 61679 | MN | WNC | MRO |  | 22 | 2 | NAICS-22 Non-Cogen | PV | SUN | SUN | MISO | A |  | 0 | 0 | 0 | 0 | 0 | 0 | 0 | 0 | 0 | 0 | 0 | 0 | 0 | 0 | 0 | 0 | 0 | 0 | 0 | 0 | 0 | 0 | 0 | 0 | 0 | 0 | 0 | 0 | 0 | 0 | 0 | 0 | 0 | 0 | 0 | 0 | 538 | 1194 | 1449 | 1915 | 1992 | 2159 | 2082 | 2062 | 1454 | 1088 | 833 | 521 | 538 | 1194 | 1449 | 1915 | 1992 | 2159 | 2082 | 2062 | 1454 | 1088 | 833 | 521 | 61.415 | 136.197 | 165.246 | 218.467 | 227.251 | 246.314 | 237.513 | 235.185 | 165.847 | 124.114 | 94.983 | 59.468 | 0 | 0 | 17287 | 17287 | 1972 | 2020 | solar PV | TRUE
62144 | N | . | MSC-Scandia01 CSG | MSC-Scandia01 LLC | 61680 | MN | WNC | MRO |  | 22 | 2 | NAICS-22 Non-Cogen | PV | SUN | SUN | MISO | A |  | 0 | 0 | 0 | 0 | 0 | 0 | 0 | 0 | 0 | 0 | 0 | 0 | 0 | 0 | 0 | 0 | 0 | 0 | 0 | 0 | 0 | 0 | 0 | 0 | 0 | 0 | 0 | 0 | 0 | 0 | 0 | 0 | 0 | 0 | 0 | 0 | 526 | 1167 | 1416 | 1873 | 1948 | 2111 | 2036 | 2016 | 1422 | 1064 | 814 | 510 | 526 | 1167 | 1416 | 1873 | 1948 | 2111 | 2036 | 2016 | 1422 | 1064 | 814 | 510 | 60.045 | 133.158 | 161.559 | 213.593 | 222.18 | 240.819 | 232.214 | 229.937 | 162.146 | 121.344 | 92.864 | 58.141 | 0 | 0 | 16903 | 16903 | 1928 | 2020 | solar PV | TRUE
62145 | N | . | Minisink Solar 1 LLC | Minisink Solar 1 LLC | 61681 | NY | MAT | NPCC |  | 22 | 2 | NAICS-22 Non-Cogen | PV | SUN | SUN | NYIS | A |  | 0 | 0 | 0 | 0 | 0 | 0 | 0 | 0 | 0 | 0 | 0 | 0 | 0 | 0 | 0 | 0 | 0 | 0 | 0 | 0 | 0 | 0 | 0 | 0 | 0 | 0 | 0 | 0 | 0 | 0 | 0 | 0 | 0 | 0 | 0 | 0 | 1529 | 1707 | 2468 | 2475 | 3250 | 3267 | 3107 | 2638 | 2595 | 1842 | 1696 | 1147 | 1529 | 1707 | 2468 | 2475 | 3250 | 3267 | 3107 | 2638 | 2595 | 1842 | 1696 | 1147 | 174.388 | 194.696 | 281.513 | 282.283 | 370.692 | 372.651 | 354.424 | 300.93 | 295.945 | 210.107 | 193.489 | 130.882 | 0 | 0 | 27721 | 27721 | 3162 | 2020 | solar PV | TRUE
62146 | N | . | Minisink Community Solar 2 LLC | Minisink Solar 2 LLC | 61682 | NY | MAT | NPCC |  | 22 | 2 | NAICS-22 Non-Cogen | PV | SUN | SUN | NYIS | A |  | 0 | 0 | 0 | 0 | 0 | 0 | 0 | 0 | 0 | 0 | 0 | 0 | 0 | 0 | 0 | 0 | 0 | 0 | 0 | 0 | 0 | 0 | 0 | 0 | 0 | 0 | 0 | 0 | 0 | 0 | 0 | 0 | 0 | 0 | 0 | 0 | 1722 | 1922 | 2779 | 2787 | 3660 | 3679 | 3499 | 2971 | 2922 | 2074 | 1910 | 1292 | 1722 | 1922 | 2779 | 2787 | 3660 | 3679 | 3499 | 2971 | 2922 | 2074 | 1910 | 1292 | 196.392 | 219.264 | 317.036 | 317.903 | 417.468 | 419.675 | 399.147 | 338.904 | 333.289 | 236.62 | 217.905 | 147.397 | 0 | 0 | 31217 | 31217 | 3561 | 2020 | solar PV | TRUE
62147 | N | . | KCE NY 1 | KCE NY 1, LLC | 61687 | NY | MAT | NPCC |  | 22 | 2 | NAICS-22 Non-Cogen | BA | MWH | OTH | NYIS | A | megawatthours | 947 | 939 | 955 | 937 | 1001 | 944 | 949 | 1027 | 915 | 1000 | 956 | 1013 | 947 | 939 | 955 | 937 | 1001 | 944 | 949 | 1027 | 915 | 1000 | 956 | 1013 | 0 | 0 | 0 | 0 | 0 | 0 | 0 | 0 | 0 | 0 | 0 | 0 | 0 | 0 | 0 | 0 | 0 | 0 | 0 | 0 | 0 | 0 | 0 | 0 | 0 | 0 | 0 | 0 | 0 | 0 | 0 | 0 | 0 | 0 | 0 | 0 | -129.922 | -128.937 | -131.21 | -128.713 | -137.509 | -129.655 | -130.371 | -141.091 | -125.711 | -137.376 | -131.331 | -139.174 | 11583 | 11583 | 0 | 0 | -1591 | 2020 | other | TRUE
62148 | N | . | Goose Lake MN DPC-GM | ENGIE Generation North America LLC | 61688 | MN | WNC | MRO |  | 22 | 2 | NAICS-22 Non-Cogen | PV | SUN | SUN | MISO | A |  | 0 | 0 | 0 | 0 | 0 | 0 | 0 | 0 | 0 | 0 | 0 | 0 | 0 | 0 | 0 | 0 | 0 | 0 | 0 | 0 | 0 | 0 | 0 | 0 | 0 | 0 | 0 | 0 | 0 | 0 | 0 | 0 | 0 | 0 | 0 | 0 | 755 | 1675 | 2033 | 2687 | 2795 | 3030 | 2922 | 2893 | 2040 | 1527 | 1168 | 732 | 755 | 1675 | 2033 | 2687 | 2795 | 3030 | 2922 | 2893 | 2040 | 1527 | 1168 | 732 | 86.174 | 191.104 | 231.864 | 306.541 | 318.865 | 345.615 | 333.266 | 329.998 | 232.707 | 174.149 | 133.275 | 83.442 | 0 | 0 | 24257 | 24257 | 2767 | 2020 | solar PV | TRUE
62149 | N | . | Syncarpha Eagle Nest | Syncarpha Eagle Nest I, LLC | 61685 | NM | MTN | WECC |  | 22 | 2 | NAICS-22 Non-Cogen | PV | SUN | SUN | PNM | A |  | 0 | 0 | 0 | 0 | 0 | 0 | 0 | 0 | 0 | 0 | 0 | 0 | 0 | 0 | 0 | 0 | 0 | 0 | 0 | 0 | 0 | 0 | 0 | 0 | 0 | 0 | 0 | 0 | 0 | 0 | 0 | 0 | 0 | 0 | 0 | 0 | 1345 | 1412 | 1614 | 2245 | 2502 | 2351 | 2299 | 2172 | 1912 | 1829 | 1469 | 1355 | 1345 | 1412 | 1614 | 2245 | 2502 | 2351 | 2299 | 2172 | 1912 | 1829 | 1469 | 1355 | 153.386 | 161.101 | 184.119 | 256.043 | 285.406 | 268.203 | 262.257 | 247.706 | 218.094 | 208.57 | 167.581 | 154.534 | 0 | 0 | 22505 | 22505 | 2567 | 2020 | solar PV | TRUE
62150 | N | . | Chaffey College Rancho Cucamonga Campus | Chaffey Community College District | 61686 | CA | PACC | WECC |  | 611 | 4 | Commercial NAICS Non-Cogen | PV | SUN | SUN | CISO | A |  | 0 | 0 | 0 | 0 | 0 | 0 | 0 | 0 | 0 | 0 | 0 | 0 | 0 | 0 | 0 | 0 | 0 | 0 | 0 | 0 | 0 | 0 | 0 | 0 | 0 | 0 | 0 | 0 | 0 | 0 | 0 | 0 | 0 | 0 | 0 | 0 | 3179 | 4309 | 4217 | 5314 | 6955 | 6926 | 7823 | 6481 | 5089 | 4704 | 3719 | 2944 | 3179 | 4309 | 4217 | 5314 | 6955 | 6926 | 7823 | 6481 | 5089 | 4704 | 3719 | 2944 | 362.588 | 491.507 | 480.97 | 606.157 | 793.308 | 789.976 | 892.291 | 739.239 | 580.448 | 536.524 | 424.162 | 335.83 | 0 | 0 | 61660 | 61660 | 7033 | 2020 | solar PV | FALSE
62151 | N | . | Clif Bar Bakery of Twin Falls | Clif Bar Bakery of Twin Falls, LLC | 61695 | ID | MTN | WECC |  | 311 | 6 | Industrial NAICS Non-Cogen | PV | SUN | SUN | IPCO | A |  | 0 | 0 | 0 | 0 | 0 | 0 | 0 | 0 | 0 | 0 | 0 | 0 | 0 | 0 | 0 | 0 | 0 | 0 | 0 | 0 | 0 | 0 | 0 | 0 | 0 | 0 | 0 | 0 | 0 | 0 | 0 | 0 | 0 | 0 | 0 | 0 | 769 | 1617 | 2155 | 2891 | 2993 | 2803 | 3569 | 2847 | 2363 | 1903 | 919 | 938 | 769 | 1617 | 2155 | 2891 | 2993 | 2803 | 3569 | 2847 | 2363 | 1903 | 919 | 938 | 87.664 | 184.397 | 245.783 | 329.709 | 341.395 | 319.668 | 407.151 | 324.765 | 269.555 | 217.082 | 104.869 | 106.962 | 0 | 0 | 25767 | 25767 | 2939 | 2020 | solar PV | FALSE
62152 | N | . | IKEA Live Oak Rooftop PV System | IKEA Property Inc | 57389 | TX | WSC | TRE |  | 441 | 4 | Commercial NAICS Non-Cogen | PV | SUN | SUN | ERCO | A |  | 0 | 0 | 0 | 0 | 0 | 0 | 0 | 0 | 0 | 0 | 0 | 0 | 0 | 0 | 0 | 0 | 0 | 0 | 0 | 0 | 0 | 0 | 0 | 0 | 0 | 0 | 0 | 0 | 0 | 0 | 0 | 0 | 0 | 0 | 0 | 0 | 972 | 1150 | 1214 | 1567 | 2047 | 2210 | 2360 | 2099 | 1671 | 1386 | 1141 | 1050 | 972 | 1150 | 1214 | 1567 | 2047 | 2210 | 2360 | 2099 | 1671 | 1386 | 1141 | 1050 | 110.839 | 131.206 | 138.446 | 178.689 | 233.445 | 252.075 | 269.191 | 239.458 | 190.592 | 158.099 | 130.203 | 119.757 | 0 | 0 | 18867 | 18867 | 2152 | 2020 | solar PV | FALSE
62154 | N | . | Kelly Bridge Road Community Solar Farm | Generate Capital | 61194 | NY | MAT | NPCC |  | 22 | 2 | NAICS-22 Non-Cogen | PV | SUN | SUN | NYIS | A |  | 0 | 0 | 0 | 0 | 0 | 0 | 0 | 0 | 0 | 0 | 0 | 0 | 0 | 0 | 0 | 0 | 0 | 0 | 0 | 0 | 0 | 0 | 0 | 0 | 0 | 0 | 0 | 0 | 0 | 0 | 0 | 0 | 0 | 0 | 0 | 0 | 1634 | 1825 | 2638 | 2645 | 3474 | 3492 | 3321 | 2820 | 2773 | 1969 | 1813 | 1227 | 1634 | 1825 | 2638 | 2645 | 3474 | 3492 | 3321 | 2820 | 2773 | 1969 | 1813 | 1227 | 186.409 | 208.119 | 300.922 | 301.745 | 396.249 | 398.343 | 378.859 | 321.678 | 316.349 | 224.593 | 206.829 | 139.905 | 0 | 0 | 29631 | 29631 | 3380 | 2020 | solar PV | TRUE
62155 | N | . | Hospital Rd Community Solar Farm CSG | Delaware River Solar, LLC | 61610 | NY | MAT | NPCC |  | 22 | 2 | NAICS-22 Non-Cogen | PV | SUN | SUN | NYIS | A |  | 0 | 0 | 0 | 0 | 0 | 0 | 0 | 0 | 0 | 0 | 0 | 0 | 0 | 0 | 0 | 0 | 0 | 0 | 0 | 0 | 0 | 0 | 0 | 0 | 0 | 0 | 0 | 0 | 0 | 0 | 0 | 0 | 0 | 0 | 0 | 0 | 1012 | 1130 | 1634 | 1638 | 2151 | 2163 | 2057 | 1746 | 1717 | 1219 | 1123 | 760 | 1012 | 1130 | 1634 | 1638 | 2151 | 2163 | 2057 | 1746 | 1717 | 1219 | 1123 | 760 | 115.429 | 128.874 | 186.34 | 186.85 | 245.37 | 246.666 | 234.601 | 199.193 | 195.893 | 139.075 | 128.075 | 86.634 | 0 | 0 | 18350 | 18350 | 2093 | 2020 | solar PV | TRUE
62156 | N | . | Pool Brook Rd Community Solar Farm | Generate Capital | 61194 | NY | MAT | NPCC |  | 22 | 2 | NAICS-22 Non-Cogen | PV | SUN | SUN | NYIS | A |  | 0 | 0 | 0 | 0 | 0 | 0 | 0 | 0 | 0 | 0 | 0 | 0 | 0 | 0 | 0 | 0 | 0 | 0 | 0 | 0 | 0 | 0 | 0 | 0 | 0 | 0 | 0 | 0 | 0 | 0 | 0 | 0 | 0 | 0 | 0 | 0 | 1460 | 1630 | 2357 | 2364 | 3104 | 3120 | 2968 | 2520 | 2478 | 1759 | 1620 | 1096 | 1460 | 1630 | 2357 | 2364 | 3104 | 3120 | 2968 | 2520 | 2478 | 1759 | 1620 | 1096 | 166.555 | 185.953 | 268.871 | 269.606 | 354.045 | 355.916 | 338.507 | 287.416 | 282.655 | 200.672 | 184.8 | 125.004 | 0 | 0 | 26476 | 26476 | 3020 | 2020 | solar PV | TRUE
62157 | N | . | Breesport Road Community Solar Farm | NY Baldwin I, LLC | 62706 | NY | MAT | NPCC |  | 22 | 2 | NAICS-22 Non-Cogen | PV | SUN | SUN | NYIS | A |  | 0 | 0 | 0 | 0 | 0 | 0 | 0 | 0 | 0 | 0 | 0 | 0 | 0 | 0 | 0 | 0 | 0 | 0 | 0 | 0 | 0 | 0 | 0 | 0 | 0 | 0 | 0 | 0 | 0 | 0 | 0 | 0 | 0 | 0 | 0 | 0 | 1558 | 1740 | 2516 | 2523 | 3313 | 3330 | 3167 | 2689 | 2645 | 1878 | 1729 | 1170 | 1558 | 1740 | 2516 | 2523 | 3313 | 3330 | 3167 | 2689 | 2645 | 1878 | 1729 | 1170 | 177.751 | 198.452 | 286.944 | 287.729 | 377.843 | 379.84 | 361.261 | 306.736 | 301.654 | 214.161 | 197.222 | 133.407 | 0 | 0 | 28258 | 28258 | 3223 | 2020 | solar PV | TRUE
62158 | N | . | Sacket Lake Rd #1 Community Solar Farm | Generate Capital | 61194 | NY | MAT | NPCC |  | 22 | 2 | NAICS-22 Non-Cogen | PV | SUN | SUN | NYIS | A |  | 0 | 0 | 0 | 0 | 0 | 0 | 0 | 0 | 0 | 0 | 0 | 0 | 0 | 0 | 0 | 0 | 0 | 0 | 0 | 0 | 0 | 0 | 0 | 0 | 0 | 0 | 0 | 0 | 0 | 0 | 0 | 0 | 0 | 0 | 0 | 0 | 1667 | 1861 | 2690 | 2698 | 3543 | 3561 | 3387 | 2876 | 2828 | 2008 | 1849 | 1251 | 1667 | 1861 | 2690 | 2698 | 3543 | 3561 | 3387 | 2876 | 2828 | 2008 | 1849 | 1251 | 190.104 | 212.245 | 306.887 | 307.726 | 404.104 | 406.239 | 386.369 | 328.054 | 322.619 | 229.045 | 210.929 | 142.679 | 0 | 0 | 30219 | 30219 | 3447 | 2020 | solar PV | TRUE
62159 | N | . | Sacket Lake Rd #2 Community Solar Farm | Delaware River Solar, LLC | 61610 | NY | MAT | NPCC |  | 22 | 2 | NAICS-22 Non-Cogen | PV | SUN | SUN | NYIS | A |  | 0 | 0 | 0 | 0 | 0 | 0 | 0 | 0 | 0 | 0 | 0 | 0 | 0 | 0 | 0 | 0 | 0 | 0 | 0 | 0 | 0 | 0 | 0 | 0 | 0 | 0 | 0 | 0 | 0 | 0 | 0 | 0 | 0 | 0 | 0 | 0 | 1469 | 1640 | 2372 | 2379 | 3123 | 3140 | 2986 | 2536 | 2494 | 1770 | 1630 | 1103 | 1469 | 1640 | 2372 | 2379 | 3123 | 3140 | 2986 | 2536 | 2494 | 1770 | 1630 | 1103 | 167.605 | 187.122 | 270.563 | 271.302 | 356.272 | 358.155 | 340.637 | 289.224 | 284.433 | 201.934 | 185.962 | 125.791 | 0 | 0 | 26642 | 26642 | 3039 | 2020 | solar PV | TRUE
62160 | N | . | Turner Rd Community Solar Project | Delaware River Solar, LLC | 61610 | NY | MAT | NPCC |  | 22 | 2 | NAICS-22 Non-Cogen | PV | SUN | SUN | NYIS | A |  | 0 | 0 | 0 | 0 | 0 | 0 | 0 | 0 | 0 | 0 | 0 | 0 | 0 | 0 | 0 | 0 | 0 | 0 | 0 | 0 | 0 | 0 | 0 | 0 | 0 | 0 | 0 | 0 | 0 | 0 | 0 | 0 | 0 | 0 | 0 | 0 | 1557 | 1739 | 2514 | 2521 | 3310 | 3328 | 3165 | 2687 | 2643 | 1876 | 1728 | 1169 | 1557 | 1739 | 2514 | 2521 | 3310 | 3328 | 3165 | 2687 | 2643 | 1876 | 1728 | 1169 | 177.64 | 198.329 | 286.766 | 287.55 | 377.609 | 379.605 | 361.037 | 306.546 | 301.467 | 214.028 | 197.099 | 133.324 | 0 | 0 | 28237 | 28237 | 3221 | 2020 | solar PV | TRUE
62161 | N | . | Galactic Wind | Galactic Wind | 61667 | WI | ENC | MRO |  | 519 | 4 | Commercial NAICS Non-Cogen | WT | WND | WND | MISO | A |  | 0 | 0 | 0 | 0 | 0 | 0 | 0 | 0 | 0 | 0 | 0 | 0 | 0 | 0 | 0 | 0 | 0 | 0 | 0 | 0 | 0 | 0 | 0 | 0 | 0 | 0 | 0 | 0 | 0 | 0 | 0 | 0 | 0 | 0 | 0 | 0 | 16397 | 19163 | 18271 | 16803 | 15681 | 11562 | 7847 | 8271 | 15000 | 17800 | 22628 | 16674 | 16397 | 19163 | 18271 | 16803 | 15681 | 11562 | 7847 | 8271 | 15000 | 17800 | 22628 | 16674 | 1870.328 | 2185.804 | 2084.011 | 1916.665 | 1788.585 | 1318.828 | 895.049 | 943.461 | 1710.905 | 2030.385 | 2581.063 | 1901.916 | 0 | 0 | 186097 | 186097 | 21227 | 2020 | onshore wind | FALSE
62162 | N | . | 4710 Hosting | Epic Hosting, LLC | 61702 | MN | WNC | MRO |  | 519 | 4 | Commercial NAICS Non-Cogen | IC | DFO | DFO | MISO | A | barrels | 2 | 3 | 0 | 1 | 8 | 5 | 2 | 9 | 2 | 3 | 2 | 6 | 2 | 3 | 0 | 1 | 8 | 5 | 2 | 9 | 2 | 3 | 2 | 6 | 5.8 | 5.8 | 0 | 5.8 | 5.8 | 5.8 | 5.8 | 5.8 | 5.8 | 5.8 | 5.8 | 5.8 | 12 | 17 | 0 | 6 | 46 | 29 | 12 | 52 | 12 | 17 | 12 | 35 | 12 | 17 | 0 | 6 | 46 | 29 | 12 | 52 | 12 | 17 | 12 | 35 | 1.672 | 2.199 | 0.198 | 0.909 | 5.782 | 3.831 | 1.601 | 6.76 | 1.668 | 2.053 | 1.172 | 4.155 | 43 | 43 | 250 | 250 | 32 | 2020 | petroleum | FALSE
62163 | N | . | Meridian III | SR Meridian III | 61701 | MS | ESC | SERC |  | 22 | 2 | NAICS-22 Non-Cogen | PV | SUN | SUN | SOCO | M |  | 0 | 0 | 0 | 0 | 0 | 0 | 0 | 0 | 0 | 0 | 0 | 0 | 0 | 0 | 0 | 0 | 0 | 0 | 0 | 0 | 0 | 0 | 0 | 0 | 0 | 0 | 0 | 0 | 0 | 0 | 0 | 0 | 0 | 0 | 0 | 0 | 56547 | 62728 | 81375 | 102732 | 122791 | 116285 | 116706 | 110497 | 89944 | 93103 | 73038 | 65481 | 56547 | 62728 | 81375 | 102732 | 122791 | 116285 | 116706 | 110497 | 89944 | 93103 | 73038 | 65481 | 6450 | 7155 | 9282 | 11718 | 14006 | 13264 | 13312 | 12603.69 | 10259.37 | 10619.73 | 8331 | 7469 | 0 | 0 | 1091227 | 1091227 | 124469.79 | 2020 | solar PV | TRUE
62164 | N | . | Meridian II | SR Meridian II | 61699 | MS | ESC | SERC |  | 22 | 2 | NAICS-22 Non-Cogen | PV | SUN | SUN | TVA | M |  | 0 | 0 | 0 | 0 | 0 | 0 | 0 | 0 | 0 | 0 | 0 | 0 | 0 | 0 | 0 | 0 | 0 | 0 | 0 | 0 | 0 | 0 | 0 | 0 | 0 | 0 | 0 | 0 | 0 | 0 | 0 | 0 | 0 | 0 | 0 | 0 | 3437 | 3840 | 4910 | 7014 | 8013 | 7180 | 6409 | 6619 | 5383 | 5462 | 4340 | 3849 | 3437 | 3840 | 4910 | 7014 | 8013 | 7180 | 6409 | 6619 | 5383 | 5462 | 4340 | 3849 | 392 | 438 | 560 | 800 | 914 | 819 | 731 | 755 | 614 | 623 | 495 | 439 | 0 | 0 | 66456 | 66456 | 7580 | 2020 | solar PV | TRUE
62165 | N | . | Snipesville | SR Snipesville | 61624 | GA | SAT | SERC |  | 22 | 2 | NAICS-22 Non-Cogen | PV | SUN | SUN | SOCO | M |  | . | . | . | . | . | . | . | . | . | . | . | 0 | . | . | . | . | . | . | . | . | . | . | . | 0 | . | . | . | . | . | . | . | . | . | . | . | 0 | . | . | . | . | . | . | . | . | . | . | . | 92211 | . | . | . | . | . | . | . | . | . | . | . | 92211 | . | . | . | . | . | . | . | . | . | . | . | 10518 | 0 | 0 | 92211 | 92211 | 10518 | 2020 | solar PV | TRUE
62167 | N | . | County Home Solar LLC | Radian Generation | 61494 | NC | SAT | SERC |  | 22 | 2 | NAICS-22 Non-Cogen | PV | SUN | SUN | CPLE | A |  | 0 | 0 | 0 | 0 | 0 | 0 | 0 | 0 | 0 | 0 | 0 | 0 | 0 | 0 | 0 | 0 | 0 | 0 | 0 | 0 | 0 | 0 | 0 | 0 | 0 | 0 | 0 | 0 | 0 | 0 | 0 | 0 | 0 | 0 | 0 | 0 | 4823 | 4956 | 6340 | 8611 | 8618 | 8384 | 9378 | 7530 | 6378 | 6466 | 5408 | 4570 | 4823 | 4956 | 6340 | 8611 | 8618 | 8384 | 9378 | 7530 | 6378 | 6466 | 5408 | 4570 | 550.117 | 565.356 | 723.146 | 982.222 | 983.003 | 956.339 | 1069.738 | 858.955 | 727.464 | 737.522 | 616.836 | 521.302 | 0 | 0 | 81462 | 81462 | 9292 | 2020 | solar PV | TRUE
62168 | N | . | Church Road Solar LLC | Radian Generation | 61494 | NC | SAT | SERC |  | 22 | 2 | NAICS-22 Non-Cogen | PV | SUN | SUN | CPLE | A |  | 0 | 0 | 0 | 0 | 0 | 0 | 0 | 0 | 0 | 0 | 0 | 0 | 0 | 0 | 0 | 0 | 0 | 0 | 0 | 0 | 0 | 0 | 0 | 0 | 0 | 0 | 0 | 0 | 0 | 0 | 0 | 0 | 0 | 0 | 0 | 0 | 3731 | 3834 | 4904 | 6661 | 6667 | 6486 | 7255 | 5825 | 4934 | 5002 | 4183 | 3535 | 3731 | 3834 | 4904 | 6661 | 6667 | 6486 | 7255 | 5825 | 4934 | 5002 | 4183 | 3535 | 425.552 | 437.342 | 559.403 | 759.816 | 760.42 | 739.794 | 827.516 | 664.461 | 562.744 | 570.524 | 477.165 | 403.263 | 0 | 0 | 63017 | 63017 | 7188 | 2020 | solar PV | TRUE
62169 | N | . | Boring Solar LLC | Boring Solar LLC | 61705 | OR | PACC | WECC |  | 22 | 2 | NAICS-22 Non-Cogen | PV | SUN | SUN | PGE | A |  | 0 | 0 | 0 | 0 | 0 | 0 | 0 | 0 | 0 | 0 | 0 | 0 | 0 | 0 | 0 | 0 | 0 | 0 | 0 | 0 | 0 | 0 | 0 | 0 | 0 | 0 | 0 | 0 | 0 | 0 | 0 | 0 | 0 | 0 | 0 | 0 | 854 | 2217 | 2544 | 3717 | 3666 | 4126 | 4504 | 3872 | 2975 | 2607 | 1290 | 1057 | 854 | 2217 | 2544 | 3717 | 3666 | 4126 | 4504 | 3872 | 2975 | 2607 | 1290 | 1057 | 97.463 | 252.903 | 290.128 | 423.965 | 418.162 | 470.588 | 513.7 | 441.636 | 339.39 | 297.413 | 147.093 | 120.559 | 0 | 0 | 33429 | 33429 | 3813 | 2020 | solar PV | TRUE
62170 | N | . | Ballston Solar LLC | Ballston Solar LLC | 61703 | OR | PACC | WECC |  | 22 | 2 | NAICS-22 Non-Cogen | PV | SUN | SUN | PGE | A |  | 0 | 0 | 0 | 0 | 0 | 0 | 0 | 0 | 0 | 0 | 0 | 0 | 0 | 0 | 0 | 0 | 0 | 0 | 0 | 0 | 0 | 0 | 0 | 0 | 0 | 0 | 0 | 0 | 0 | 0 | 0 | 0 | 0 | 0 | 0 | 0 | 831 | 2157 | 2474 | 3616 | 3566 | 4013 | 4381 | 3766 | 2894 | 2536 | 1254 | 1028 | 831 | 2157 | 2474 | 3616 | 3566 | 4013 | 4381 | 3766 | 2894 | 2536 | 1254 | 1028 | 94.804 | 246.005 | 282.215 | 412.401 | 406.756 | 457.753 | 499.689 | 429.591 | 330.133 | 289.301 | 143.081 | 117.271 | 0 | 0 | 32516 | 32516 | 3709 | 2020 | solar PV | TRUE
62171 | N | . | Labish Solar LLC | Labish Solar LLC | 61704 | OR | PACC | WECC |  | 22 | 2 | NAICS-22 Non-Cogen | PV | SUN | SUN | PGE | A |  | 0 | 0 | 0 | 0 | 0 | 0 | 0 | 0 | 0 | 0 | 0 | 0 | 0 | 0 | 0 | 0 | 0 | 0 | 0 | 0 | 0 | 0 | 0 | 0 | 0 | 0 | 0 | 0 | 0 | 0 | 0 | 0 | 0 | 0 | 0 | 0 | 835 | 2165 | 2484 | 3630 | 3580 | 4029 | 4398 | 3781 | 2906 | 2547 | 1259 | 1032 | 835 | 2165 | 2484 | 3630 | 3580 | 4029 | 4398 | 3781 | 2906 | 2547 | 1259 | 1032 | 95.187 | 247 | 283.356 | 414.069 | 408.401 | 459.604 | 501.71 | 431.328 | 331.469 | 290.471 | 143.66 | 117.745 | 0 | 0 | 32646 | 32646 | 3724 | 2020 | solar PV | TRUE
62172 | N | . | Birch | Birch Power LLC | 61706 | IA | WNC | MRO |  | 22 | 2 | NAICS-22 Non-Cogen | WT | WND | WND | MISO | A |  | 0 | 0 | 0 | 0 | 0 | 0 | 0 | 0 | 0 | 0 | 0 | 0 | 0 | 0 | 0 | 0 | 0 | 0 | 0 | 0 | 0 | 0 | 0 | 0 | 0 | 0 | 0 | 0 | 0 | 0 | 0 | 0 | 0 | 0 | 0 | 0 | 4378 | 5282 | 5271 | 5245 | 4640 | 5442 | 2981 | 4029 | 5190 | 5796 | 6631 | 5116 | 4378 | 5282 | 5271 | 5245 | 4640 | 5442 | 2981 | 4029 | 5190 | 5796 | 6631 | 5116 | 499.357 | 602.442 | 601.186 | 598.295 | 529.205 | 620.757 | 340.06 | 459.568 | 592.023 | 661.096 | 756.41 | 583.601 | 0 | 0 | 60001 | 60001 | 6844 | 2020 | onshore wind | TRUE
62173 | N | . | SR Jonesborough | SR Jonesborough II, LLC | 61691 | TN | ESC | SERC |  | 22 | 2 | NAICS-22 Non-Cogen | PV | SUN | SUN | TVA | M |  | 0 | 0 | 0 | 0 | 0 | 0 | 0 | 0 | 0 | 0 | 0 | 0 | 0 | 0 | 0 | 0 | 0 | 0 | 0 | 0 | 0 | 0 | 0 | 0 | 0 | 0 | 0 | 0 | 0 | 0 | 0 | 0 | 0 | 0 | 0 | 0 | 2604 | 3261 | 4620 | 7014 | 7882 | 7838 | 8934 | 7180 | 6084 | 5690 | 4506 | 2639 | 2604 | 3261 | 4620 | 7014 | 7882 | 7838 | 8934 | 7180 | 6084 | 5690 | 4506 | 2639 | 297 | 372 | 527 | 800 | 899 | 894 | 1019 | 819 | 694 | 649 | 514 | 301 | 0 | 0 | 68252 | 68252 | 7785 | 2020 | solar PV | TRUE
62174 | N | . | Maimonides Medical Center | Maimonides Medical Center | 61690 | NY | MAT | NPCC |  | 622 | 4 | Commercial NAICS Non-Cogen | IC | DFO | DFO | NYIS | A | barrels | 7 | 4 | 3 | 2 | 5 | 2 | 3 | 1 | 4 | 2 | 5 | 6 | 7 | 4 | 3 | 2 | 5 | 2 | 3 | 1 | 4 | 2 | 5 | 6 | 5.5 | 5.5 | 5.5 | 5.5 | 5.5 | 5.5 | 5.5 | 5.5 | 5.5 | 5.5 | 5.5 | 5.5 | 39 | 22 | 17 | 11 | 28 | 11 | 17 | 6 | 22 | 11 | 28 | 33 | 39 | 22 | 17 | 11 | 28 | 11 | 17 | 6 | 22 | 11 | 28 | 33 | 2.661 | 1.993 | 1.688 | 1.199 | 2.536 | 1.051 | 1.748 | 0.708 | 1.839 | 1.051 | 2.544 | 2.982 | 44 | 44 | 245 | 245 | 22 | 2020 | petroleum | FALSE
62176 | N | . | Berry NMW Cogens | Berry Petroleum Co | 1569 | CA | PACC | WECC |  | 211 | 6 | Industrial NAICS Non-Cogen | GT | NG | NG | CISO | A | mcf | 62591 | 55275 | 61359 | 43393 | 40801 | 57395 | 80290 | 99846 | 86950 | 90300 | 72128 | 79950 | 62591 | 55275 | 61359 | 43393 | 40801 | 57395 | 80290 | 99846 | 86950 | 90300 | 72128 | 79950 | 1.016 | 1.016 | 1.016 | 1.016 | 1.016 | 1.016 | 1.016 | 1.016 | 1.016 | 1.016 | 1.016 | 1.016 | 63592 | 56159 | 62341 | 44087 | 41454 | 58313 | 81575 | 101444 | 88341 | 91745 | 73282 | 81229 | 63592 | 56159 | 62341 | 44087 | 41454 | 58313 | 81575 | 101444 | 88341 | 91745 | 73282 | 81229 | 3777.931 | 3336.272 | 3703.484 | 2619.105 | 2462.669 | 3464.262 | 4846.136 | 6026.509 | 5248.15 | 5450.335 | 4353.534 | 4825.613 | 830278 | 830278 | 843562 | 843562 | 50114 | 2020 | natural gas peaker | FALSE
62177 | N | . | Desert Harvest, LLC | Desert Harvest, LLC | 61709 | CA | PACC | WECC |  | 22 | 2 | NAICS-22 Non-Cogen | PV | SUN | SUN | CISO | M |  | . | . | . | . | . | . | . | . | . | . | 0 | 0 | . | . | . | . | . | . | . | . | . | . | 0 | 0 | . | . | . | . | . | . | . | . | . | . | 0 | 0 | . | . | . | . | . | . | . | . | . | . | 136630 | 83067 | . | . | . | . | . | . | . | . | . | . | 136630 | 83067 | . | . | . | . | . | . | . | . | . | . | 15584.58 | 9475 | 0 | 0 | 219697 | 219697 | 25059.58 | 2020 | solar PV | TRUE
62178 | N | . | Maverick Solar, LLC | Maverick Solar, LLC | 61710 | CA | PACC | WECC |  | 22 | 2 | NAICS-22 Non-Cogen | PV | SUN | SUN | CISO | M |  | . | . | . | . | . | . | . | . | . | . | 0 | 0 | . | . | . | . | . | . | . | . | . | . | 0 | 0 | . | . | . | . | . | . | . | . | . | . | 0 | 0 | . | . | . | . | . | . | . | . | . | . | 347034 | 130479 | . | . | . | . | . | . | . | . | . | . | 347034 | 130479 | . | . | . | . | . | . | . | . | . | . | 39584.16 | 14883 | 0 | 0 | 477513 | 477513 | 54467.16 | 2020 | solar PV | TRUE
62191 | N | . | CNMEC Solar Energy Center | New Mexico Renewable Development LLC | 61724 | NM | MTN | WECC |  | 22 | 2 | NAICS-22 Non-Cogen | PV | SUN | SUN | PNM | A |  | 0 | 0 | 0 | 0 | 0 | 0 | 0 | 0 | 0 | 0 | 0 | 0 | 0 | 0 | 0 | 0 | 0 | 0 | 0 | 0 | 0 | 0 | 0 | 0 | 0 | 0 | 0 | 0 | 0 | 0 | 0 | 0 | 0 | 0 | 0 | 0 | 2958 | 3106 | 3550 | 4937 | 5503 | 5172 | 5057 | 4776 | 4205 | 4022 | 3231 | 2980 | 2958 | 3106 | 3550 | 4937 | 5503 | 5172 | 5057 | 4776 | 4205 | 4022 | 3231 | 2980 | 337.366 | 354.335 | 404.962 | 563.154 | 627.737 | 589.899 | 576.823 | 544.819 | 479.687 | 458.74 | 368.587 | 339.891 | 0 | 0 | 49497 | 49497 | 5646 | 2020 | solar PV | TRUE
62193 | N | . | Winegar CSG | Terraform Arcadia | 63249 | MN | WNC | MRO |  | 22 | 2 | NAICS-22 Non-Cogen | PV | SUN | SUN | MISO | A |  | 0 | 0 | 0 | 0 | 0 | 0 | 0 | 0 | 0 | 0 | 0 | 0 | 0 | 0 | 0 | 0 | 0 | 0 | 0 | 0 | 0 | 0 | 0 | 0 | 0 | 0 | 0 | 0 | 0 | 0 | 0 | 0 | 0 | 0 | 0 | 0 | 425 | 942 | 1143 | 1511 | 1572 | 1704 | 1643 | 1627 | 1147 | 859 | 657 | 411 | 425 | 942 | 1143 | 1511 | 1572 | 1704 | 1643 | 1627 | 1147 | 859 | 657 | 411 | 48.459 | 107.466 | 130.387 | 172.381 | 179.311 | 194.354 | 187.409 | 185.572 | 130.861 | 97.931 | 74.946 | 46.923 | 0 | 0 | 13641 | 13641 | 1556 | 2020 | solar PV | TRUE
62194 | N | . | Bolduan CSG | Terraform Arcadia | 63249 | MN | WNC | MRO |  | 22 | 2 | NAICS-22 Non-Cogen | PV | SUN | SUN | MISO | A |  | 0 | 0 | 0 | 0 | 0 | 0 | 0 | 0 | 0 | 0 | 0 | 0 | 0 | 0 | 0 | 0 | 0 | 0 | 0 | 0 | 0 | 0 | 0 | 0 | 0 | 0 | 0 | 0 | 0 | 0 | 0 | 0 | 0 | 0 | 0 | 0 | 35 | 79 | 95 | 126 | 131 | 142 | 137 | 136 | 96 | 72 | 55 | 34 | 35 | 79 | 95 | 126 | 131 | 142 | 137 | 136 | 96 | 72 | 55 | 34 | 4.049 | 8.978 | 10.893 | 14.402 | 14.981 | 16.238 | 15.658 | 15.504 | 10.933 | 8.182 | 6.262 | 3.92 | 0 | 0 | 1138 | 1138 | 130 | 2020 | solar PV | TRUE
62195 | N | . | Guse CSG | Terraform Arcadia | 63249 | MN | WNC | MRO |  | 22 | 2 | NAICS-22 Non-Cogen | PV | SUN | SUN | MISO | A |  | 0 | 0 | 0 | 0 | 0 | 0 | 0 | 0 | 0 | 0 | 0 | 0 | 0 | 0 | 0 | 0 | 0 | 0 | 0 | 0 | 0 | 0 | 0 | 0 | 0 | 0 | 0 | 0 | 0 | 0 | 0 | 0 | 0 | 0 | 0 | 0 | 486 | 1078 | 1308 | 1730 | 1799 | 1950 | 1881 | 1862 | 1313 | 983 | 752 | 471 | 486 | 1078 | 1308 | 1730 | 1799 | 1950 | 1881 | 1862 | 1313 | 983 | 752 | 471 | 55.467 | 123.005 | 149.241 | 197.307 | 205.24 | 222.457 | 214.509 | 212.406 | 149.784 | 112.092 | 85.784 | 53.708 | 0 | 0 | 15613 | 15613 | 1781 | 2020 | solar PV | TRUE
62196 | N | . | Hadley 2 Solar, LLC CSG | Hadley 2 Solar, LLC | 61700 | MA | NEW | NPCC |  | 22 | 2 | NAICS-22 Non-Cogen | PV | SUN | SUN | ISNE | A |  | 0 | 0 | 0 | 0 | 0 | 0 | 0 | 0 | 0 | 0 | 0 | 0 | 0 | 0 | 0 | 0 | 0 | 0 | 0 | 0 | 0 | 0 | 0 | 0 | 0 | 0 | 0 | 0 | 0 | 0 | 0 | 0 | 0 | 0 | 0 | 0 | 1230 | 1611 | 2451 | 2350 | 3313 | 3130 | 3082 | 2914 | 2530 | 1839 | 1315 | 1001 | 1230 | 1611 | 2451 | 2350 | 3313 | 3130 | 3082 | 2914 | 2530 | 1839 | 1315 | 1001 | 140.265 | 183.723 | 279.55 | 268.034 | 377.877 | 357.016 | 351.584 | 332.353 | 288.568 | 209.799 | 150.042 | 114.189 | 0 | 0 | 26766 | 26766 | 3053 | 2020 | solar PV | TRUE
62197 | N | . | East Bridgewater Solar | Solten East Bridgewater 6000, LLC | 61696 | MA | NEW | NPCC |  | 22 | 2 | NAICS-22 Non-Cogen | PV | SUN | SUN | ISNE | A |  | 0 | 0 | 0 | 0 | 0 | 0 | 0 | 0 | 0 | 0 | 0 | 0 | 0 | 0 | 0 | 0 | 0 | 0 | 0 | 0 | 0 | 0 | 0 | 0 | 0 | 0 | 0 | 0 | 0 | 0 | 0 | 0 | 0 | 0 | 0 | 0 | 1450 | 1899 | 2890 | 2771 | 3906 | 3691 | 3635 | 3436 | 2983 | 2169 | 1551 | 1180 | 1450 | 1899 | 2890 | 2771 | 3906 | 3691 | 3635 | 3436 | 2983 | 2169 | 1551 | 1180 | 165.395 | 216.641 | 329.637 | 316.057 | 445.58 | 420.982 | 414.577 | 391.9 | 340.27 | 247.388 | 176.925 | 134.648 | 0 | 0 | 31561 | 31561 | 3600 | 2020 | solar PV | TRUE
62198 | N | . | Griffin Road Solar, LLC CSG | Griffin Road Solar, LLC | 61693 | MA | NEW | NPCC |  | 22 | 2 | NAICS-22 Non-Cogen | PV | SUN | SUN | ISNE | A |  | 0 | 0 | 0 | 0 | 0 | 0 | 0 | 0 | 0 | 0 | 0 | 0 | 0 | 0 | 0 | 0 | 0 | 0 | 0 | 0 | 0 | 0 | 0 | 0 | 0 | 0 | 0 | 0 | 0 | 0 | 0 | 0 | 0 | 0 | 0 | 0 | 1259 | 1649 | 2509 | 2405 | 3391 | 3204 | 3155 | 2982 | 2590 | 1883 | 1346 | 1025 | 1259 | 1649 | 2509 | 2405 | 3391 | 3204 | 3155 | 2982 | 2590 | 1883 | 1346 | 1025 | 143.573 | 188.056 | 286.143 | 274.355 | 386.788 | 365.436 | 359.875 | 340.191 | 295.374 | 214.746 | 153.581 | 116.882 | 0 | 0 | 27398 | 27398 | 3125 | 2020 | solar PV | TRUE
62199 | N | . | Ashby Solar, LLC CSG | Ashby Solar, LLC | 61692 | MA | NEW | NPCC |  | 22 | 2 | NAICS-22 Non-Cogen | PV | SUN | SUN | ISNE | A |  | 0 | 0 | 0 | 0 | 0 | 0 | 0 | 0 | 0 | 0 | 0 | 0 | 0 | 0 | 0 | 0 | 0 | 0 | 0 | 0 | 0 | 0 | 0 | 0 | 0 | 0 | 0 | 0 | 0 | 0 | 0 | 0 | 0 | 0 | 0 | 0 | 1105 | 1448 | 2203 | 2112 | 2978 | 2813 | 2770 | 2619 | 2274 | 1653 | 1182 | 900 | 1105 | 1448 | 2203 | 2112 | 2978 | 2813 | 2770 | 2619 | 2274 | 1653 | 1182 | 900 | 126.068 | 165.128 | 251.257 | 240.906 | 339.631 | 320.882 | 315.999 | 298.715 | 259.362 | 188.565 | 134.856 | 102.631 | 0 | 0 | 24057 | 24057 | 2744 | 2020 | solar PV | TRUE
62201 | N | . | Dudley Solar CSG | Dudley Solar, LLC | 61698 | MA | NEW | NPCC |  | 22 | 2 | NAICS-22 Non-Cogen | PV | SUN | SUN | ISNE | A |  | 0 | 0 | 0 | 0 | 0 | 0 | 0 | 0 | 0 | 0 | 0 | 0 | 0 | 0 | 0 | 0 | 0 | 0 | 0 | 0 | 0 | 0 | 0 | 0 | 0 | 0 | 0 | 0 | 0 | 0 | 0 | 0 | 0 | 0 | 0 | 0 | 1185 | 1553 | 2363 | 2265 | 3193 | 3017 | 2971 | 2809 | 2439 | 1773 | 1268 | 965 | 1185 | 1553 | 2363 | 2265 | 3193 | 3017 | 2971 | 2809 | 2439 | 1773 | 1268 | 965 | 135.21 | 177.104 | 269.478 | 258.377 | 364.262 | 344.153 | 338.916 | 320.379 | 278.171 | 202.24 | 144.636 | 110.074 | 0 | 0 | 25801 | 25801 | 2943 | 2020 | solar PV | TRUE
62202 | N | . | Williamsburg | AES Distributed Energy | 61012 | MA | NEW | NPCC |  | 22 | 2 | NAICS-22 Non-Cogen | PV | SUN | SUN | ISNE | A |  | 0 | 0 | 0 | 0 | 0 | 0 | 0 | 0 | 0 | 0 | 0 | 0 | 0 | 0 | 0 | 0 | 0 | 0 | 0 | 0 | 0 | 0 | 0 | 0 | 0 | 0 | 0 | 0 | 0 | 0 | 0 | 0 | 0 | 0 | 0 | 0 | 2144 | 2809 | 4274 | 4098 | 5777 | 5458 | 5375 | 5081 | 4412 | 3207 | 2294 | 1746 | 2144 | 2809 | 4274 | 4098 | 5777 | 5458 | 5375 | 5081 | 4412 | 3207 | 2294 | 1746 | 244.601 | 320.387 | 487.497 | 467.413 | 658.963 | 622.586 | 613.113 | 579.577 | 503.222 | 365.859 | 261.653 | 199.129 | 0 | 0 | 46675 | 46675 | 5324 | 2020 | solar PV | TRUE
62203 | N | . | Monson Solar, LLC | Monson Solar, LLC | 61725 | MA | NEW | NPCC |  | 22 | 2 | NAICS-22 Non-Cogen | PV | SUN | SUN | ISNE | A |  | 0 | 0 | 0 | 0 | 0 | 0 | 0 | 0 | 0 | 0 | 0 | 0 | 0 | 0 | 0 | 0 | 0 | 0 | 0 | 0 | 0 | 0 | 0 | 0 | 0 | 0 | 0 | 0 | 0 | 0 | 0 | 0 | 0 | 0 | 0 | 0 | 1321 | 1730 | 2633 | 2525 | 3559 | 3363 | 3312 | 3130 | 2718 | 1976 | 1413 | 1076 | 1321 | 1730 | 2633 | 2525 | 3559 | 3363 | 3312 | 3130 | 2718 | 1976 | 1413 | 1076 | 150.692 | 197.384 | 300.336 | 287.963 | 405.973 | 383.562 | 377.725 | 357.065 | 310.024 | 225.398 | 161.199 | 122.679 | 0 | 0 | 28756 | 28756 | 3280 | 2020 | solar PV | TRUE
62204 | N | . | Red Toad 5840 Buffalo Road, LLC | Sol Systems | 61677 | NC | SAT | SERC |  | 22 | 2 | NAICS-22 Non-Cogen | PV | SUN | SUN | CPLE | A |  | 0 | 0 | 0 | 0 | 0 | 0 | 0 | 0 | 0 | 0 | 0 | 0 | 0 | 0 | 0 | 0 | 0 | 0 | 0 | 0 | 0 | 0 | 0 | 0 | 0 | 0 | 0 | 0 | 0 | 0 | 0 | 0 | 0 | 0 | 0 | 0 | 1954 | 2008 | 2568 | 3488 | 3491 | 3396 | 3799 | 3050 | 2583 | 2619 | 2191 | 1851 | 1954 | 2008 | 2568 | 3488 | 3491 | 3396 | 3799 | 3050 | 2583 | 2619 | 2191 | 1851 | 222.841 | 229.014 | 292.932 | 397.878 | 398.194 | 387.394 | 433.329 | 347.945 | 294.681 | 298.755 | 249.868 | 211.169 | 0 | 0 | 32998 | 32998 | 3764 | 2020 | solar PV | TRUE
62205 | N | . | Nickelson Solar, LLC | Sol Systems | 61677 | NC | SAT | SERC |  | 22 | 2 | NAICS-22 Non-Cogen | PV | SUN | SUN | CPLE | A |  | 0 | 0 | 0 | 0 | 0 | 0 | 0 | 0 | 0 | 0 | 0 | 0 | 0 | 0 | 0 | 0 | 0 | 0 | 0 | 0 | 0 | 0 | 0 | 0 | 0 | 0 | 0 | 0 | 0 | 0 | 0 | 0 | 0 | 0 | 0 | 0 | 4876 | 5011 | 6410 | 8707 | 8714 | 8477 | 9482 | 7614 | 6448 | 6538 | 5468 | 4621 | 4876 | 5011 | 6410 | 8707 | 8714 | 8477 | 9482 | 7614 | 6448 | 6538 | 5468 | 4621 | 556.216 | 571.623 | 731.162 | 993.109 | 993.899 | 966.94 | 1081.596 | 868.477 | 735.528 | 745.697 | 623.673 | 527.08 | 0 | 0 | 82366 | 82366 | 9395 | 2020 | solar PV | TRUE
62206 | N | . | Hibiscus Solar Energy Center | Florida Power & Light Co | 6452 | FL | SAT | SERC |  | 22 | 1 | Electric Utility | PV | SUN | SUN | FPL | M |  | . | . | . | 0 | 0 | 0 | 0 | 0 | 0 | 0 | 0 | 0 | . | . | . | 0 | 0 | 0 | 0 | 0 | 0 | 0 | 0 | 0 | . | . | . | 0 | 0 | 0 | 0 | 0 | 0 | 0 | 0 | 0 | . | . | . | 126788 | 129839 | 122817 | 130067 | 121835 | 116189 | 100163 | 98357 | 110061 | . | . | . | 126788 | 129839 | 122817 | 130067 | 121835 | 116189 | 100163 | 98357 | 110061 | . | . | . | 14462 | 14810 | 14009 | 14836 | 13897 | 13253 | 11425 | 11219 | 12554 | 0 | 0 | 1056116 | 1056116 | 120465 | 2020 | solar PV | TRUE
62208 | N | . | NIST Solar | Constellation New Energy Inc. | 60396 | MD | SAT | RFC |  | 22 | 2 | NAICS-22 Non-Cogen | PV | SUN | SUN | PJM | A |  | 0 | 0 | 0 | 0 | 0 | 0 | 0 | 0 | 0 | 0 | 0 | 0 | 0 | 0 | 0 | 0 | 0 | 0 | 0 | 0 | 0 | 0 | 0 | 0 | 0 | 0 | 0 | 0 | 0 | 0 | 0 | 0 | 0 | 0 | 0 | 0 | 2723 | 3093 | 3929 | 4408 | 5038 | 5429 | 5394 | 4497 | 3990 | 3425 | 3093 | 2280 | 2723 | 3093 | 3929 | 4408 | 5038 | 5429 | 5394 | 4497 | 3990 | 3425 | 3093 | 2280 | 310.579 | 352.784 | 448.171 | 502.739 | 574.696 | 619.252 | 615.257 | 512.938 | 455.151 | 390.619 | 352.761 | 260.053 | 0 | 0 | 47299 | 47299 | 5395 | 2020 | solar PV | TRUE
62209 | N | . | Randolph CSG PV1-5 | Ecoplexus, Inc | 58970 | MN | WNC | MRO |  | 22 | 2 | NAICS-22 Non-Cogen | PV | SUN | SUN | MISO | A |  | 0 | 0 | 0 | 0 | 0 | 0 | 0 | 0 | 0 | 0 | 0 | 0 | 0 | 0 | 0 | 0 | 0 | 0 | 0 | 0 | 0 | 0 | 0 | 0 | 0 | 0 | 0 | 0 | 0 | 0 | 0 | 0 | 0 | 0 | 0 | 0 | 2125 | 4713 | 5718 | 7559 | 7863 | 8523 | 8218 | 8138 | 5739 | 4294 | 3287 | 2058 | 2125 | 4713 | 5718 | 7559 | 7863 | 8523 | 8218 | 8138 | 5739 | 4294 | 3287 | 2058 | 242.392 | 537.535 | 652.185 | 862.236 | 896.903 | 972.142 | 937.407 | 928.216 | 654.557 | 489.846 | 374.876 | 234.705 | 0 | 0 | 68235 | 68235 | 7783 | 2020 | solar PV | TRUE
62210 | N | . | Felton CSG PV1-5 | Ecoplexus, Inc | 58970 | MN | WNC | MRO |  | 22 | 2 | NAICS-22 Non-Cogen | PV | SUN | SUN | MISO | A |  | 0 | 0 | 0 | 0 | 0 | 0 | 0 | 0 | 0 | 0 | 0 | 0 | 0 | 0 | 0 | 0 | 0 | 0 | 0 | 0 | 0 | 0 | 0 | 0 | 0 | 0 | 0 | 0 | 0 | 0 | 0 | 0 | 0 | 0 | 0 | 0 | 2123 | 4707 | 5711 | 7550 | 7854 | 8513 | 8209 | 8128 | 5732 | 4290 | 3283 | 2055 | 2123 | 4707 | 5711 | 7550 | 7854 | 8513 | 8209 | 8128 | 5732 | 4290 | 3283 | 2055 | 242.112 | 536.913 | 651.431 | 861.239 | 895.865 | 971.018 | 936.323 | 927.143 | 653.8 | 489.279 | 374.443 | 234.434 | 0 | 0 | 68155 | 68155 | 7774 | 2020 | solar PV | TRUE
62211 | N | . | Denmark Solar | Denmark Solar | 61731 | SC | SAT | SERC |  | 22 | 2 | NAICS-22 Non-Cogen | PV | SUN | SUN | SCEG | A |  | . | . | . | . | . | . | . | . | . | . | . | 0 | . | . | . | . | . | . | . | . | . | . | . | 0 | . | . | . | . | . | . | . | . | . | . | . | 0 | . | . | . | . | . | . | . | . | . | . | . | 8302 | . | . | . | . | . | . | . | . | . | . | . | 8302 | . | . | . | . | . | . | . | . | . | . | . | 947 | 0 | 0 | 8302 | 8302 | 947 | 2020 | solar PV | TRUE
62216 | N | . | Gaines Solar | Gaines Solar | 61736 | SC | SAT | SERC |  | 22 | 2 | NAICS-22 Non-Cogen | PV | SUN | SUN | CPLE | A |  | . | . | . | . | . | . | . | . | . | . | . | 0 | . | . | . | . | . | . | . | . | . | . | . | 0 | . | . | . | . | . | . | . | . | . | . | . | 0 | . | . | . | . | . | . | . | . | . | . | . | 1999 | . | . | . | . | . | . | . | . | . | . | . | 1999 | . | . | . | . | . | . | . | . | . | . | . | 228 | 0 | 0 | 1999 | 1999 | 228 | 2020 | solar PV | TRUE
62219 | N | . | Ashburnham Energy Storage Project | Massachusetts Mun Wholes Electric Co | 11806 | MA | NEW | NPCC |  | 22 | 1 | Electric Utility | BA | MWH | OTH | ISNE | A | megawatthours | 19 | 17 | 18 | 18 | 18 | 14 | 18 | 19 | 18 | 19 | 18 | 19 | 19 | 17 | 18 | 18 | 18 | 14 | 18 | 19 | 18 | 19 | 18 | 19 | 0 | 0 | 0 | 0 | 0 | 0 | 0 | 0 | 0 | 0 | 0 | 0 | 0 | 0 | 0 | 0 | 0 | 0 | 0 | 0 | 0 | 0 | 0 | 0 | 0 | 0 | 0 | 0 | 0 | 0 | 0 | 0 | 0 | 0 | 0 | 0 | -0.451 | -0.384 | -0.426 | -0.417 | -0.43 | -0.316 | -0.413 | -0.433 | -0.427 | -0.44 | -0.43 | -0.433 | 215 | 215 | 0 | 0 | -5 | 2020 | other | TRUE
62220 | N | . | East Fork Wind Project, LLC | Engie North America | 56201 | KS | WNC | MRO |  | 22 | 2 | NAICS-22 Non-Cogen | WT | WND | WND | SWPP | M |  | . | . | 0 | 0 | 0 | 0 | 0 | 0 | 0 | 0 | 0 | 0 | . | . | 0 | 0 | 0 | 0 | 0 | 0 | 0 | 0 | 0 | 0 | . | . | 0 | 0 | 0 | 0 | 0 | 0 | 0 | 0 | 0 | 0 | . | . | 0 | 550515 | 543835 | 717895 | 481975 | 555758 | 572494 | 574624 | 611437 | 654667 | . | . | 0 | 550515 | 543835 | 717895 | 481975 | 555758 | 572494 | 574624 | 611437 | 654667 | . | . | 0 | 62794 | 62032 | 81886 | 54976 | 63392 | 65301 | 65544 | 69743 | 74674 | 0 | 0 | 5263200 | 5263200 | 600342 | 2020 | onshore wind | TRUE
62223 | N | . | Warren Solar Farm LLC | Sol Systems | 61677 | NC | SAT | SERC |  | 22 | 2 | NAICS-22 Non-Cogen | PV | SUN | SUN | CPLE | A |  | 0 | 0 | 0 | 0 | 0 | 0 | 0 | 0 | 0 | 0 | 0 | 0 | 0 | 0 | 0 | 0 | 0 | 0 | 0 | 0 | 0 | 0 | 0 | 0 | 0 | 0 | 0 | 0 | 0 | 0 | 0 | 0 | 0 | 0 | 0 | 0 | 5661 | 5818 | 7442 | 10108 | 10116 | 9841 | 11008 | 8839 | 7486 | 7590 | 6348 | 5365 | 5661 | 5818 | 7442 | 10108 | 10116 | 9841 | 11008 | 8839 | 7486 | 7590 | 6348 | 5365 | 645.731 | 663.618 | 848.833 | 1152.937 | 1153.854 | 1122.556 | 1255.664 | 1008.246 | 853.902 | 865.707 | 724.045 | 611.907 | 0 | 0 | 95622 | 95622 | 10907 | 2020 | solar PV | TRUE
62224 | N | . | Oak Leaf Solar XXVII LLC | Greenbacker Renewable Energy Corporation | 60025 | CO | MTN | WECC |  | 22 | 2 | NAICS-22 Non-Cogen | PV | SUN | SUN | PSCO | A |  | 0 | 0 | 0 | 0 | 0 | 0 | 0 | 0 | 0 | 0 | 0 | 0 | 0 | 0 | 0 | 0 | 0 | 0 | 0 | 0 | 0 | 0 | 0 | 0 | 0 | 0 | 0 | 0 | 0 | 0 | 0 | 0 | 0 | 0 | 0 | 0 | 1700 | 1791 | 2743 | 3066 | 3560 | 3452 | 3577 | 2916 | 2841 | 2141 | 1845 | 1394 | 1700 | 1791 | 2743 | 3066 | 3560 | 3452 | 3577 | 2916 | 2841 | 2141 | 1845 | 1394 | 193.911 | 204.265 | 312.922 | 349.722 | 406.099 | 393.708 | 408.045 | 332.565 | 324.11 | 244.208 | 210.44 | 159.005 | 0 | 0 | 31026 | 31026 | 3539 | 2020 | solar PV | TRUE
62225 | N | . | Hunterdon Health System Solar Project | NJ Solar 1, LLC | 61740 | NJ | MAT | RFC |  | 22 | 2 | NAICS-22 Non-Cogen | PV | SUN | SUN | PJM | A |  | 0 | 0 | 0 | 0 | 0 | 0 | 0 | 0 | 0 | 0 | 0 | 0 | 0 | 0 | 0 | 0 | 0 | 0 | 0 | 0 | 0 | 0 | 0 | 0 | 0 | 0 | 0 | 0 | 0 | 0 | 0 | 0 | 0 | 0 | 0 | 0 | 1066 | 1198 | 1716 | 1784 | 2335 | 2451 | 2309 | 1995 | 1833 | 1324 | 1215 | 841 | 1066 | 1198 | 1716 | 1784 | 2335 | 2451 | 2309 | 1995 | 1833 | 1324 | 1215 | 841 | 121.636 | 136.658 | 195.726 | 203.534 | 266.371 | 279.616 | 263.355 | 227.548 | 209.08 | 150.981 | 138.543 | 95.952 | 0 | 0 | 20067 | 20067 | 2289 | 2020 | solar PV | TRUE
62226 | N | . | Westminster Renewables, LLC CSG | Westminster Renewables, LLC | 61744 | MA | NEW | NPCC |  | 22 | 2 | NAICS-22 Non-Cogen | PV | SUN | SUN | ISNE | A |  | 0 | 0 | 0 | 0 | 0 | 0 | 0 | 0 | 0 | 0 | 0 | 0 | 0 | 0 | 0 | 0 | 0 | 0 | 0 | 0 | 0 | 0 | 0 | 0 | 0 | 0 | 0 | 0 | 0 | 0 | 0 | 0 | 0 | 0 | 0 | 0 | 1070 | 1401 | 2132 | 2044 | 2882 | 2723 | 2682 | 2535 | 2201 | 1600 | 1144 | 871 | 1070 | 1401 | 2132 | 2044 | 2882 | 2723 | 2682 | 2535 | 2201 | 1600 | 1144 | 871 | 122.025 | 159.833 | 243.199 | 233.18 | 328.739 | 310.591 | 305.865 | 289.135 | 251.044 | 182.517 | 130.532 | 99.34 | 0 | 0 | 23285 | 23285 | 2656 | 2020 | solar PV | TRUE
62227 | N | . | Seymour Hills Wind Project, LLC | Engie North America | 56201 | TX | WSC | TRE |  | 22 | 2 | NAICS-22 Non-Cogen | WT | WND | WND | ERCO | M |  | 0 | 0 | 0 | 0 | 0 | 0 | 0 | 0 | 0 | 0 | 0 | 0 | 0 | 0 | 0 | 0 | 0 | 0 | 0 | 0 | 0 | 0 | 0 | 0 | 0 | 0 | 0 | 0 | 0 | 0 | 0 | 0 | 0 | 0 | 0 | 0 | 116408 | 112884 | 103205 | 116961 | 108658 | 123220 | 102372 | 93746 | 73117 | 117469 | 116627 | 116250 | 116408 | 112884 | 103205 | 116961 | 108658 | 123220 | 102372 | 93746 | 73117 | 117469 | 116627 | 116250 | 13278 | 12876 | 11772 | 13341 | 12394 | 14055 | 11677 | 10693 | 8340 | 13399 | 13303 | 13260 | 0 | 0 | 1300917 | 1300917 | 148388 | 2020 | onshore wind | TRUE
62228 | N | . | Otis Elevator Company Solar | Otis Elevator Company | 61756 | SC | SAT | SERC |  | 22 | 2 | NAICS-22 Non-Cogen | PV | SUN | SUN | DUK | A |  | 0 | 0 | 0 | 0 | 0 | 0 | 0 | 0 | 0 | 0 | 0 | 0 | 0 | 0 | 0 | 0 | 0 | 0 | 0 | 0 | 0 | 0 | 0 | 0 | 0 | 0 | 0 | 0 | 0 | 0 | 0 | 0 | 0 | 0 | 0 | 0 | 2518 | 2654 | 3391 | 4325 | 4786 | 4195 | 4765 | 3998 | 3385 | 3350 | 2654 | 2509 | 2518 | 2654 | 3391 | 4325 | 4786 | 4195 | 4765 | 3998 | 3385 | 3350 | 2654 | 2509 | 287.187 | 302.75 | 386.766 | 493.28 | 545.966 | 478.446 | 543.53 | 456.054 | 386.093 | 382.085 | 302.708 | 286.135 | 0 | 0 | 42530 | 42530 | 4851 | 2020 | solar PV | TRUE
62239 | N | . | Oak Leaf Solar XXX LLC (CSG) | Greenbacker Renewable Energy Corporation | 60025 | CO | MTN | WECC |  | 22 | 2 | NAICS-22 Non-Cogen | PV | SUN | SUN | PSCO | A |  | 0 | 0 | 0 | 0 | 0 | 0 | 0 | 0 | 0 | 0 | 0 | 0 | 0 | 0 | 0 | 0 | 0 | 0 | 0 | 0 | 0 | 0 | 0 | 0 | 0 | 0 | 0 | 0 | 0 | 0 | 0 | 0 | 0 | 0 | 0 | 0 | 1988 | 2094 | 3208 | 3586 | 4164 | 4037 | 4184 | 3410 | 3323 | 2504 | 2158 | 1630 | 1988 | 2094 | 3208 | 3586 | 4164 | 4037 | 4184 | 3410 | 3323 | 2504 | 2158 | 1630 | 226.786 | 238.896 | 365.974 | 409.013 | 474.949 | 460.457 | 477.225 | 388.948 | 379.06 | 285.611 | 246.118 | 185.963 | 0 | 0 | 36286 | 36286 | 4139 | 2020 | solar PV | TRUE
62240 | N | . | Burgaw Solar, LLC | CI-II Mitchell Holding LLC | 63184 | NC | SAT | SERC |  | 22 | 2 | NAICS-22 Non-Cogen | PV | SUN | SUN | CPLE | A |  | 0 | 0 | 0 | 0 | 0 | 0 | 0 | 0 | 0 | 0 | 0 | 0 | 0 | 0 | 0 | 0 | 0 | 0 | 0 | 0 | 0 | 0 | 0 | 0 | 0 | 0 | 0 | 0 | 0 | 0 | 0 | 0 | 0 | 0 | 0 | 0 | 4050 | 4162 | 5324 | 7231 | 7237 | 7041 | 7876 | 6324 | 5356 | 5430 | 4541 | 3838 | 4050 | 4162 | 5324 | 7231 | 7237 | 7041 | 7876 | 6324 | 5356 | 5430 | 4541 | 3838 | 461.965 | 474.76 | 607.265 | 824.825 | 825.481 | 803.09 | 898.317 | 721.312 | 610.892 | 619.337 | 517.991 | 437.765 | 0 | 0 | 68410 | 68410 | 7803 | 2020 | solar PV | TRUE
62241 | N | . | NorWest Energy 9 LLC | Radian Generation | 61494 | OR | PACC | WECC |  | 22 | 2 | NAICS-22 Non-Cogen | PV | SUN | SUN | PACW | A |  | 0 | 0 | 0 | 0 | 0 | 0 | 0 | 0 | 0 | 0 | 0 | 0 | 0 | 0 | 0 | 0 | 0 | 0 | 0 | 0 | 0 | 0 | 0 | 0 | 0 | 0 | 0 | 0 | 0 | 0 | 0 | 0 | 0 | 0 | 0 | 0 | 2672 | 6934 | 7954 | 11623 | 11464 | 12902 | 14084 | 12108 | 9305 | 8154 | 4033 | 3305 | 2672 | 6934 | 7954 | 11623 | 11464 | 12902 | 14084 | 12108 | 9305 | 8154 | 4033 | 3305 | 304.786 | 790.877 | 907.287 | 1325.82 | 1307.673 | 1471.621 | 1606.442 | 1381.083 | 1061.34 | 930.07 | 459.989 | 377.012 | 0 | 0 | 104538 | 104538 | 11924 | 2020 | solar PV | TRUE
62242 | N | . | County of San Diego SBRC | Goldman Sachs Renewable Power Group | 61944 | CA | PACC | WECC |  | 22 | 2 | NAICS-22 Non-Cogen | PV | SUN | SUN | CISO | A |  | 0 | 0 | 0 | 0 | 0 | 0 | 0 | 0 | 0 | 0 | 0 | 0 | 0 | 0 | 0 | 0 | 0 | 0 | 0 | 0 | 0 | 0 | 0 | 0 | 0 | 0 | 0 | 0 | 0 | 0 | 0 | 0 | 0 | 0 | 0 | 0 | 1072 | 1453 | 1422 | 1792 | 2346 | 2336 | 2638 | 2186 | 1716 | 1586 | 1254 | 993 | 1072 | 1453 | 1422 | 1792 | 2346 | 2336 | 2638 | 2186 | 1716 | 1586 | 1254 | 993 | 122.289 | 165.769 | 162.215 | 204.437 | 267.557 | 266.433 | 300.941 | 249.321 | 195.766 | 180.952 | 143.056 | 113.264 | 0 | 0 | 20794 | 20794 | 2372 | 2020 | solar PV | TRUE
62243 | N | . | Oak Leaf Solar XXI (CSG) | Greenbacker Renewable Energy Corporation | 60025 | CO | MTN | WECC |  | 22 | 2 | NAICS-22 Non-Cogen | PV | SUN | SUN | PSCO | A |  | 0 | 0 | 0 | 0 | 0 | 0 | 0 | 0 | 0 | 0 | 0 | 0 | 0 | 0 | 0 | 0 | 0 | 0 | 0 | 0 | 0 | 0 | 0 | 0 | 0 | 0 | 0 | 0 | 0 | 0 | 0 | 0 | 0 | 0 | 0 | 0 | 1762 | 1857 | 2844 | 3179 | 3691 | 3578 | 3709 | 3023 | 2946 | 2220 | 1913 | 1445 | 1762 | 1857 | 2844 | 3179 | 3691 | 3578 | 3709 | 3023 | 2946 | 2220 | 1913 | 1445 | 201.034 | 211.768 | 324.416 | 362.568 | 421.017 | 408.17 | 423.034 | 344.781 | 336.016 | 253.179 | 218.171 | 164.846 | 0 | 0 | 32167 | 32167 | 3669 | 2020 | solar PV | TRUE
62244 | N | . | Oak Leaf Solar XXXI LLC (CSG) | Greenbacker Renewable Energy Corporation | 60025 | CO | MTN | WECC |  | 22 | 2 | NAICS-22 Non-Cogen | PV | SUN | SUN | PSCO | A |  | 0 | 0 | 0 | 0 | 0 | 0 | 0 | 0 | 0 | 0 | 0 | 0 | 0 | 0 | 0 | 0 | 0 | 0 | 0 | 0 | 0 | 0 | 0 | 0 | 0 | 0 | 0 | 0 | 0 | 0 | 0 | 0 | 0 | 0 | 0 | 0 | 1765 | 1859 | 2848 | 3183 | 3696 | 3583 | 3714 | 3027 | 2950 | 2223 | 1915 | 1447 | 1765 | 1859 | 2848 | 3183 | 3696 | 3583 | 3714 | 3027 | 2950 | 2223 | 1915 | 1447 | 201.309 | 212.057 | 324.858 | 363.062 | 421.59 | 408.726 | 423.61 | 345.251 | 336.474 | 253.524 | 218.468 | 165.071 | 0 | 0 | 32210 | 32210 | 3674 | 2020 | solar PV | TRUE
62245 | N | . | Oak Leaf Solar XXV LLC (CSG) | Greenbacker Renewable Energy Corporation | 60025 | CO | MTN | WECC |  | 22 | 2 | NAICS-22 Non-Cogen | PV | SUN | SUN | PSCO | A |  | 0 | 0 | 0 | 0 | 0 | 0 | 0 | 0 | 0 | 0 | 0 | 0 | 0 | 0 | 0 | 0 | 0 | 0 | 0 | 0 | 0 | 0 | 0 | 0 | 0 | 0 | 0 | 0 | 0 | 0 | 0 | 0 | 0 | 0 | 0 | 0 | 1575 | 1659 | 2541 | 2840 | 3298 | 3197 | 3314 | 2701 | 2632 | 1983 | 1709 | 1291 | 1575 | 1659 | 2541 | 2840 | 3298 | 3197 | 3314 | 2701 | 2632 | 1983 | 1709 | 1291 | 179.608 | 189.201 | 289.844 | 323.93 | 376.15 | 364.672 | 377.952 | 308.038 | 300.207 | 226.198 | 194.921 | 147.279 | 0 | 0 | 28740 | 28740 | 3278 | 2020 | solar PV | TRUE
62246 | N | . | Target Woodland Solar Project | Goldman Sachs Renewable Power Group | 61944 | CA | PACC | WECC |  | 22 | 2 | NAICS-22 Non-Cogen | PV | SUN | SUN | CISO | A |  | 0 | 0 | 0 | 0 | 0 | 0 | 0 | 0 | 0 | 0 | 0 | 0 | 0 | 0 | 0 | 0 | 0 | 0 | 0 | 0 | 0 | 0 | 0 | 0 | 0 | 0 | 0 | 0 | 0 | 0 | 0 | 0 | 0 | 0 | 0 | 0 | 1807 | 2449 | 2396 | 3020 | 3953 | 3936 | 4446 | 3683 | 2892 | 2673 | 2113 | 1673 | 1807 | 2449 | 2396 | 3020 | 3953 | 3936 | 4446 | 3683 | 2892 | 2673 | 2113 | 1673 | 206.065 | 279.334 | 273.345 | 344.492 | 450.853 | 448.96 | 507.108 | 420.125 | 329.881 | 304.918 | 241.06 | 190.859 | 0 | 0 | 35041 | 35041 | 3997 | 2020 | solar PV | TRUE
62247 | N | . | Prevailing Wind Park | AES Distributed Energy | 61012 | SD | WNC | MRO |  | 22 | 2 | NAICS-22 Non-Cogen | WT | WND | WND | SWPP | M |  | . | . | 0 | 0 | 0 | 0 | 0 | 0 | 0 | 0 | 0 | 0 | . | . | 0 | 0 | 0 | 0 | 0 | 0 | 0 | 0 | 0 | 0 | . | . | 0 | 0 | 0 | 0 | 0 | 0 | 0 | 0 | 0 | 0 | . | . | 212479 | 294082 | 343693 | 497517 | 413666 | 482987 | 651505 | 681266 | 621878 | 649380 | . | . | 212479 | 294082 | 343693 | 497517 | 413666 | 482987 | 651505 | 681266 | 621878 | 649380 | . | . | 24236.19 | 33544.17 | 39203.01 | 56748.78 | 47184.39 | 55091.52 | 74313.36 | 77708 | 70934 | 74071 | 0 | 0 | 4848453 | 4848453 | 553034.42 | 2020 | onshore wind | TRUE
62249 | N | . | Misae Solar | Misae Lessee LLC | 63048 | TX | WSC | TRE |  | 22 | 2 | NAICS-22 Non-Cogen | PV | SUN | SUN | ERCO | M |  | 0 | 0 | 0 | 0 | 0 | 0 | 0 | 0 | 0 | 0 | 0 | 0 | 0 | 0 | 0 | 0 | 0 | 0 | 0 | 0 | 0 | 0 | 0 | 0 | 0 | 0 | 0 | 0 | 0 | 0 | 0 | 0 | 0 | 0 | 0 | 0 | 90668 | 323976 | 331787 | 398460 | 537356 | 434063 | 574423 | 532876 | 379602 | 208479 | 156482 | 221007 | 90668 | 323976 | 331787 | 398460 | 537356 | 434063 | 574423 | 532876 | 379602 | 208479 | 156482 | 221007 | 10342 | 36954 | 37845 | 45450 | 61293 | 49511 | 65521 | 60782 | 43299 | 23780 | 17849 | 25209 | 0 | 0 | 4189179 | 4189179 | 477835 | 2020 | solar PV | TRUE
62250 | N | . | NYC-HH-New Bellevue Hospital | NYC-HH-New Bellevue Hospital | 61774 | NY | MAT | NPCC |  | 622 | 4 | Commercial NAICS Non-Cogen | IC | DFO | DFO | NYIS | A | barrels | 13 | 11 | 9 | 6 | 13 | 6 | 9 | 4 | 10 | 6 | 14 | 16 | 13 | 11 | 9 | 6 | 13 | 6 | 9 | 4 | 10 | 6 | 14 | 16 | 5.5 | 5.5 | 5.5 | 5.5 | 5.5 | 5.5 | 5.5 | 5.5 | 5.5 | 5.5 | 5.5 | 5.5 | 72 | 61 | 50 | 33 | 72 | 33 | 50 | 22 | 55 | 33 | 77 | 88 | 72 | 61 | 50 | 33 | 72 | 33 | 50 | 22 | 55 | 33 | 77 | 88 | 6.888 | 5.165 | 4.374 | 3.108 | 6.571 | 2.724 | 4.53 | 1.833 | 4.765 | 2.724 | 6.592 | 7.726 | 117 | 117 | 646 | 646 | 57 | 2020 | petroleum | FALSE
62251 | N | . | Oak Leaf Solar XXXII (CSG) | Greenbacker Renewable Energy Corporation | 60025 | CO | MTN | WECC |  | 22 | 2 | NAICS-22 Non-Cogen | PV | SUN | SUN | PSCO | A |  | 0 | 0 | 0 | 0 | 0 | 0 | 0 | 0 | 0 | 0 | 0 | 0 | 0 | 0 | 0 | 0 | 0 | 0 | 0 | 0 | 0 | 0 | 0 | 0 | 0 | 0 | 0 | 0 | 0 | 0 | 0 | 0 | 0 | 0 | 0 | 0 | 1779 | 1874 | 2871 | 3209 | 3726 | 3613 | 3744 | 3052 | 2974 | 2241 | 1931 | 1459 | 1779 | 1874 | 2871 | 3209 | 3726 | 3613 | 3744 | 3052 | 2974 | 2241 | 1931 | 1459 | 202.951 | 213.789 | 327.511 | 366.027 | 425.033 | 412.064 | 427.069 | 348.07 | 339.221 | 255.594 | 220.252 | 166.419 | 0 | 0 | 32473 | 32473 | 3704 | 2020 | solar PV | TRUE
62252 | N | . | Oak Leaf Solar XXII LLC (CSG) | Greenbacker Renewable Energy Corporation | 60025 | CO | MTN | WECC |  | 22 | 2 | NAICS-22 Non-Cogen | PV | SUN | SUN | PSCO | A |  | 0 | 0 | 0 | 0 | 0 | 0 | 0 | 0 | 0 | 0 | 0 | 0 | 0 | 0 | 0 | 0 | 0 | 0 | 0 | 0 | 0 | 0 | 0 | 0 | 0 | 0 | 0 | 0 | 0 | 0 | 0 | 0 | 0 | 0 | 0 | 0 | 1792 | 1887 | 2891 | 3231 | 3752 | 3638 | 3770 | 3073 | 2995 | 2257 | 1945 | 1469 | 1792 | 1887 | 2891 | 3231 | 3752 | 3638 | 3770 | 3073 | 2995 | 2257 | 1945 | 1469 | 204.377 | 215.289 | 329.81 | 368.596 | 428.016 | 414.956 | 430.067 | 350.513 | 341.603 | 257.388 | 221.798 | 167.587 | 0 | 0 | 32700 | 32700 | 3730 | 2020 | solar PV | TRUE
62253 | N | . | Oak Leaf Solar XXIV LLC (CSG) | Greenbacker Renewable Energy Corporation | 60025 | CO | MTN | WECC |  | 22 | 2 | NAICS-22 Non-Cogen | PV | SUN | SUN | PSCO | A |  | 0 | 0 | 0 | 0 | 0 | 0 | 0 | 0 | 0 | 0 | 0 | 0 | 0 | 0 | 0 | 0 | 0 | 0 | 0 | 0 | 0 | 0 | 0 | 0 | 0 | 0 | 0 | 0 | 0 | 0 | 0 | 0 | 0 | 0 | 0 | 0 | 1559 | 1643 | 2516 | 2812 | 3266 | 3166 | 3281 | 2674 | 2606 | 1964 | 1692 | 1279 | 1559 | 1643 | 2516 | 2812 | 3266 | 3166 | 3281 | 2674 | 2606 | 1964 | 1692 | 1279 | 177.855 | 187.354 | 287.014 | 320.768 | 372.478 | 361.112 | 374.262 | 305.031 | 297.277 | 223.99 | 193.018 | 145.841 | 0 | 0 | 28458 | 28458 | 3246 | 2020 | solar PV | TRUE
62254 | N | . | Oak Leaf Solar XXVI LLC | Greenbacker Renewable Energy Corporation | 60025 | CO | MTN | WECC |  | 22 | 2 | NAICS-22 Non-Cogen | PV | SUN | SUN | PSCO | A |  | 0 | 0 | 0 | 0 | 0 | 0 | 0 | 0 | 0 | 0 | 0 | 0 | 0 | 0 | 0 | 0 | 0 | 0 | 0 | 0 | 0 | 0 | 0 | 0 | 0 | 0 | 0 | 0 | 0 | 0 | 0 | 0 | 0 | 0 | 0 | 0 | 1794 | 1889 | 2895 | 3235 | 3756 | 3642 | 3774 | 3076 | 2998 | 2259 | 1947 | 1471 | 1794 | 1889 | 2895 | 3235 | 3756 | 3642 | 3774 | 3076 | 2998 | 2259 | 1947 | 1471 | 204.596 | 215.52 | 330.164 | 368.991 | 428.475 | 415.401 | 430.528 | 350.889 | 341.969 | 257.664 | 222.036 | 167.767 | 0 | 0 | 32736 | 32736 | 3734 | 2020 | solar PV | TRUE
62255 | N | . | Oak Leaf Solar XXVIII LLC (CSG) | Greenbacker Renewable Energy Corporation | 60025 | CO | MTN | WECC |  | 22 | 2 | NAICS-22 Non-Cogen | PV | SUN | SUN | PSCO | A |  | 0 | 0 | 0 | 0 | 0 | 0 | 0 | 0 | 0 | 0 | 0 | 0 | 0 | 0 | 0 | 0 | 0 | 0 | 0 | 0 | 0 | 0 | 0 | 0 | 0 | 0 | 0 | 0 | 0 | 0 | 0 | 0 | 0 | 0 | 0 | 0 | 1706 | 1797 | 2753 | 3076 | 3572 | 3463 | 3589 | 2925 | 2851 | 2148 | 1851 | 1399 | 1706 | 1797 | 2753 | 3076 | 3572 | 3463 | 3589 | 2925 | 2851 | 2148 | 1851 | 1399 | 194.568 | 204.958 | 313.983 | 350.908 | 407.476 | 395.043 | 409.428 | 333.693 | 325.209 | 245.036 | 211.154 | 159.544 | 0 | 0 | 31130 | 31130 | 3551 | 2020 | solar PV | TRUE
62256 | N | . | Oak Leaf Solar XXIII LLC (CSG) | Greenbacker Renewable Energy Corporation | 60025 | CO | MTN | WECC |  | 22 | 2 | NAICS-22 Non-Cogen | PV | SUN | SUN | PSCO | A |  | 0 | 0 | 0 | 0 | 0 | 0 | 0 | 0 | 0 | 0 | 0 | 0 | 0 | 0 | 0 | 0 | 0 | 0 | 0 | 0 | 0 | 0 | 0 | 0 | 0 | 0 | 0 | 0 | 0 | 0 | 0 | 0 | 0 | 0 | 0 | 0 | 1805 | 1902 | 2913 | 3256 | 3781 | 3665 | 3799 | 3096 | 3017 | 2273 | 1959 | 1480 | 1805 | 1902 | 2913 | 3256 | 3781 | 3665 | 3799 | 3096 | 3017 | 2273 | 1959 | 1480 | 205.911 | 216.905 | 332.286 | 371.363 | 431.229 | 418.071 | 433.295 | 353.145 | 344.167 | 259.32 | 223.463 | 168.845 | 0 | 0 | 32946 | 32946 | 3758 | 2020 | solar PV | TRUE
62257 | N | . | Station 9 Energy Storage System | Town of Braintree - (MA) | 2144 | MA | NEW | NPCC |  | 22 | 1 | Electric Utility | BA | MWH | OTH | ISNE | A | megawatthours | 36 | 31 | 34 | 33 | 34 | 25 | 33 | 35 | 34 | 35 | 34 | 35 | 36 | 31 | 34 | 33 | 34 | 25 | 33 | 35 | 34 | 35 | 34 | 35 | 0 | 0 | 0 | 0 | 0 | 0 | 0 | 0 | 0 | 0 | 0 | 0 | 0 | 0 | 0 | 0 | 0 | 0 | 0 | 0 | 0 | 0 | 0 | 0 | 0 | 0 | 0 | 0 | 0 | 0 | 0 | 0 | 0 | 0 | 0 | 0 | -6.224 | -5.298 | -5.878 | -5.756 | -5.933 | -4.358 | -5.696 | -5.971 | -5.898 | -6.077 | -5.937 | -5.974 | 399 | 399 | 0 | 0 | -69 | 2020 | other | TRUE
62258 | N | . | Mesteno | Mesteno Wind | 61770 | TX | WSC | TRE |  | 22 | 2 | NAICS-22 Non-Cogen | WT | WND | WND | ERCO | M |  | 0 | 0 | 0 | 0 | 0 | 0 | 0 | 0 | 0 | 0 | 0 | 0 | 0 | 0 | 0 | 0 | 0 | 0 | 0 | 0 | 0 | 0 | 0 | 0 | 0 | 0 | 0 | 0 | 0 | 0 | 0 | 0 | 0 | 0 | 0 | 0 | 457453 | 185133 | 238094 | 344745 | 499061 | 382303 | 547140 | 282034 | 277414 | 215905 | 282087 | 324949 | 457453 | 185133 | 238094 | 344745 | 499061 | 382303 | 547140 | 282034 | 277414 | 215905 | 282087 | 324949 | 52179 | 21117 | 27158 | 39323 | 56925 | 43607 | 62409 | 32170 | 31643 | 24627 | 32176 | 37065 | 0 | 0 | 4036318 | 4036318 | 460399 | 2020 | onshore wind | TRUE
62259 | N | . | Ranchero Wind Farm LLC | Ranchero Wind Farm LLC | 61771 | TX | WSC | TRE |  | 22 | 2 | NAICS-22 Non-Cogen | WT | WND | WND | ERCO | M |  | 0 | 0 | 0 | 0 | 0 | 0 | 0 | 0 | 0 | 0 | 0 | 0 | 0 | 0 | 0 | 0 | 0 | 0 | 0 | 0 | 0 | 0 | 0 | 0 | 0 | 0 | 0 | 0 | 0 | 0 | 0 | 0 | 0 | 0 | 0 | 0 | 940927 | 868871 | 861358 | 943952 | 1039161 | 1151475 | 985911 | 958970 | 565726 | 957277 | 1036084 | 972918 | 940927 | 868871 | 861358 | 943952 | 1039161 | 1151475 | 985911 | 958970 | 565726 | 957277 | 1036084 | 972918 | 107326 | 99107 | 98250 | 107671 | 118531 | 131342 | 112457 | 109384 | 64529 | 109191 | 118180 | 110975 | 0 | 0 | 11282630 | 11282630 | 1286943 | 2020 | onshore wind | TRUE
62260 | N | . | Trout Creek Solar | AEP Onsite Partners, LLC | 60571 | CO | MTN | WECC |  | 22 | 2 | NAICS-22 Non-Cogen | PV | SUN | SUN | PSCO | A |  | 0 | 0 | 0 | 0 | 0 | 0 | 0 | 0 | 0 | 0 | 0 | 0 | 0 | 0 | 0 | 0 | 0 | 0 | 0 | 0 | 0 | 0 | 0 | 0 | 0 | 0 | 0 | 0 | 0 | 0 | 0 | 0 | 0 | 0 | 0 | 0 | 2471 | 2603 | 3988 | 4457 | 5176 | 5018 | 5201 | 4239 | 4131 | 3113 | 2682 | 2027 | 2471 | 2603 | 3988 | 4457 | 5176 | 5018 | 5201 | 4239 | 4131 | 3113 | 2682 | 2027 | 281.906 | 296.961 | 454.926 | 508.426 | 590.387 | 572.373 | 593.216 | 483.483 | 471.192 | 355.03 | 305.938 | 231.162 | 0 | 0 | 45106 | 45106 | 5145 | 2020 | solar PV | TRUE
62264 | N | . | Pittsfield 44 - M&W PV | NSTAR Electric Company | 54913 | MA | NEW | NPCC |  | 22 | 1 | Electric Utility | PV | SUN | SUN | ISNE | A |  | 0 | 0 | 0 | 0 | 0 | 0 | 0 | 0 | 0 | 0 | 0 | 0 | 0 | 0 | 0 | 0 | 0 | 0 | 0 | 0 | 0 | 0 | 0 | 0 | 0 | 0 | 0 | 0 | 0 | 0 | 0 | 0 | 0 | 0 | 0 | 0 | 704 | 922 | 1403 | 1345 | 1897 | 1792 | 1765 | 1668 | 1448 | 1053 | 753 | 573 | 704 | 922 | 1403 | 1345 | 1897 | 1792 | 1765 | 1668 | 1448 | 1053 | 753 | 573 | 80.309 | 105.191 | 160.057 | 153.463 | 216.354 | 204.41 | 201.3 | 190.289 | 165.22 | 120.121 | 85.907 | 65.379 | 0 | 0 | 15323 | 15323 | 1748 | 2020 | solar PV | TRUE
62265 | N | . | Lee Site 31 Solar | NSTAR Electric Company | 54913 | MA | NEW | NPCC |  | 22 | 1 | Electric Utility | PV | SUN | SUN | ISNE | A |  | 0 | 0 | 0 | 0 | 0 | 0 | 0 | 0 | 0 | 0 | 0 | 0 | 0 | 0 | 0 | 0 | 0 | 0 | 0 | 0 | 0 | 0 | 0 | 0 | 0 | 0 | 0 | 0 | 0 | 0 | 0 | 0 | 0 | 0 | 0 | 0 | 1067 | 1398 | 2127 | 2040 | 2876 | 2717 | 2675 | 2529 | 2196 | 1597 | 1142 | 869 | 1067 | 1398 | 2127 | 2040 | 2876 | 2717 | 2675 | 2529 | 2196 | 1597 | 1142 | 869 | 121.749 | 159.472 | 242.649 | 232.653 | 327.996 | 309.89 | 305.174 | 288.482 | 250.477 | 182.105 | 130.237 | 99.116 | 0 | 0 | 23233 | 23233 | 2650 | 2020 | solar PV | TRUE
62266 | N | . | Plymouth Solar | NSTAR Electric Company | 54913 | MA | NEW | NPCC |  | 22 | 1 | Electric Utility | PV | SUN | SUN | ISNE | A |  | 0 | 0 | 0 | 0 | 0 | 0 | 0 | 0 | 0 | 0 | 0 | 0 | 0 | 0 | 0 | 0 | 0 | 0 | 0 | 0 | 0 | 0 | 0 | 0 | 0 | 0 | 0 | 0 | 0 | 0 | 0 | 0 | 0 | 0 | 0 | 0 | 648 | 849 | 1292 | 1238 | 1746 | 1650 | 1624 | 1536 | 1333 | 969 | 693 | 528 | 648 | 849 | 1292 | 1238 | 1746 | 1650 | 1624 | 1536 | 1333 | 969 | 693 | 528 | 73.921 | 96.826 | 147.329 | 141.26 | 199.15 | 188.156 | 185.293 | 175.158 | 152.082 | 110.569 | 79.076 | 60.18 | 0 | 0 | 14106 | 14106 | 1609 | 2020 | solar PV | TRUE
62267 | N | . | Held Solar Project | DG Minnesota CSG, LLC | 61187 | MN | WNC | MRO |  | 22 | 2 | NAICS-22 Non-Cogen | PV | SUN | SUN | MISO | A |  | 0 | 0 | 0 | 0 | 0 | 0 | 0 | 0 | 0 | 0 | 0 | 0 | 0 | 0 | 0 | 0 | 0 | 0 | 0 | 0 | 0 | 0 | 0 | 0 | 0 | 0 | 0 | 0 | 0 | 0 | 0 | 0 | 0 | 0 | 0 | 0 | 1837 | 4074 | 4943 | 6535 | 6797 | 7367 | 7104 | 7035 | 4961 | 3712 | 2841 | 1779 | 1837 | 4074 | 4943 | 6535 | 6797 | 7367 | 7104 | 7035 | 4961 | 3712 | 2841 | 1779 | 209.535 | 464.671 | 563.78 | 745.358 | 775.326 | 840.367 | 810.34 | 802.395 | 565.83 | 423.446 | 324.061 | 202.891 | 0 | 0 | 58985 | 58985 | 6728 | 2020 | solar PV | TRUE
62268 | N | . | NorWest Energy 4, LLC | Radian Generation | 61494 | OR | PACC | WECC |  | 22 | 2 | NAICS-22 Non-Cogen | PV | SUN | SUN | PACW | A |  | 0 | 0 | 0 | 0 | 0 | 0 | 0 | 0 | 0 | 0 | 0 | 0 | 0 | 0 | 0 | 0 | 0 | 0 | 0 | 0 | 0 | 0 | 0 | 0 | 0 | 0 | 0 | 0 | 0 | 0 | 0 | 0 | 0 | 0 | 0 | 0 | 2641 | 6852 | 7861 | 11487 | 11330 | 12750 | 13918 | 11966 | 9196 | 8058 | 3985 | 3266 | 2641 | 6852 | 7861 | 11487 | 11330 | 12750 | 13918 | 11966 | 9196 | 8058 | 3985 | 3266 | 301.206 | 781.591 | 896.635 | 1310.254 | 1292.32 | 1454.343 | 1587.581 | 1364.868 | 1048.879 | 919.15 | 454.588 | 372.585 | 0 | 0 | 103310 | 103310 | 11784 | 2020 | solar PV | TRUE
62269 | N | . | Stoneray Power Partners, LLC | EDF Renewable Asset Holdings, Inc. | 57170 | MN | WNC | MRO |  | 22 | 2 | NAICS-22 Non-Cogen | WT | WND | WND | MISO | M |  | 0 | 0 | 0 | 0 | 0 | 0 | 0 | 0 | 0 | 0 | 0 | 0 | 0 | 0 | 0 | 0 | 0 | 0 | 0 | 0 | 0 | 0 | 0 | 0 | 0 | 0 | 0 | 0 | 0 | 0 | 0 | 0 | 0 | 0 | 0 | 0 | 201816 | 322634 | 351767 | 236700 | 295650 | 304943 | 186492 | 259284 | 310475 | 299972 | 333690 | 306100 | 201816 | 322634 | 351767 | 236700 | 295650 | 304943 | 186492 | 259284 | 310475 | 299972 | 333690 | 306100 | 23020 | 36801 | 40124 | 26999 | 33723 | 34783 | 21272 | 29575 | 35414 | 34216 | 38062 | 34915 | 0 | 0 | 3409523 | 3409523 | 388904 | 2020 | onshore wind | TRUE
62270 | N | . | Westchester County Medical Center | Westchester County Medical Center | 61802 | NY | MAT | NPCC |  | 622 | 4 | Commercial NAICS Non-Cogen | IC | DFO | DFO | NYIS | A | barrels | 9 | 6 | 5 | 3 | 7 | 3 | 5 | 2 | 5 | 3 | 7 | 9 | 9 | 6 | 5 | 3 | 7 | 3 | 5 | 2 | 5 | 3 | 7 | 9 | 5.5 | 5.5 | 5.5 | 5.5 | 5.5 | 5.5 | 5.5 | 5.5 | 5.5 | 5.5 | 5.5 | 5.5 | 50 | 33 | 28 | 17 | 39 | 17 | 28 | 11 | 28 | 17 | 39 | 50 | 50 | 33 | 28 | 17 | 39 | 17 | 28 | 11 | 28 | 17 | 39 | 50 | 4.472 | 3.353 | 2.839 | 2.017 | 4.265 | 1.768 | 2.941 | 1.19 | 3.093 | 1.768 | 4.279 | 5.015 | 64 | 64 | 357 | 357 | 37 | 2020 | petroleum | FALSE
62271 | N | . | NYPH-Queens | NYPH-Queens | 61800 | NY | MAT | NPCC |  | 622 | 4 | Commercial NAICS Non-Cogen | IC | DFO | DFO | NYIS | A | barrels | 4 | 3 | 3 | 2 | 4 | 2 | 3 | 1 | 3 | 2 | 4 | 5 | 4 | 3 | 3 | 2 | 4 | 2 | 3 | 1 | 3 | 2 | 4 | 5 | 5.5 | 5.5 | 5.5 | 5.5 | 5.5 | 5.5 | 5.5 | 5.5 | 5.5 | 5.5 | 5.5 | 5.5 | 22 | 17 | 17 | 11 | 22 | 11 | 17 | 6 | 17 | 11 | 22 | 28 | 22 | 17 | 17 | 11 | 22 | 11 | 17 | 6 | 17 | 11 | 22 | 28 | 0.604 | 0.453 | 0.384 | 0.273 | 0.576 | 0.239 | 0.397 | 0.161 | 0.418 | 0.239 | 0.578 | 0.678 | 36 | 36 | 201 | 201 | 5 | 2020 | petroleum | FALSE
62272 | N | . | Bly Solar Center | GCL New Energy, Inc. | 60888 | OR | PACC | WECC |  | 22 | 2 | NAICS-22 Non-Cogen | PV | SUN | SUN | PACW | A |  | 0 | 0 | 0 | 0 | 0 | 0 | 0 | 0 | 0 | 0 | 0 | 0 | 0 | 0 | 0 | 0 | 0 | 0 | 0 | 0 | 0 | 0 | 0 | 0 | 0 | 0 | 0 | 0 | 0 | 0 | 0 | 0 | 0 | 0 | 0 | 0 | 4614 | 11974 | 13736 | 20073 | 19798 | 22280 | 24322 | 20910 | 16069 | 14081 | 6964 | 5708 | 4614 | 11974 | 13736 | 20073 | 19798 | 22280 | 24322 | 20910 | 16069 | 14081 | 6964 | 5708 | 526.345 | 1365.794 | 1566.828 | 2289.609 | 2258.27 | 2541.398 | 2774.225 | 2385.044 | 1832.868 | 1606.172 | 794.371 | 651.076 | 0 | 0 | 180529 | 180529 | 20592 | 2020 | solar PV | TRUE
62274 | N | . | Liberty HS Solar Project | Goldman Sachs Renewable Power Group | 61944 | CA | PACC | WECC |  | 611 | 4 | Commercial NAICS Non-Cogen | PV | SUN | SUN | CISO | A |  | 0 | 0 | 0 | 0 | 0 | 0 | 0 | 0 | 0 | 0 | 0 | 0 | 0 | 0 | 0 | 0 | 0 | 0 | 0 | 0 | 0 | 0 | 0 | 0 | 0 | 0 | 0 | 0 | 0 | 0 | 0 | 0 | 0 | 0 | 0 | 0 | 1170 | 1586 | 1552 | 1956 | 2560 | 2550 | 2880 | 2386 | 1873 | 1732 | 1369 | 1084 | 1170 | 1586 | 1552 | 1956 | 2560 | 2550 | 2880 | 2386 | 1873 | 1732 | 1369 | 1084 | 133.477 | 180.934 | 177.055 | 223.14 | 292.034 | 290.807 | 328.472 | 272.13 | 213.676 | 197.506 | 156.143 | 123.626 | 0 | 0 | 22698 | 22698 | 2589 | 2020 | solar PV | FALSE
62275 | N | . | Frontier HS Solar Project | Goldman Sachs Renewable Power Group | 61944 | CA | PACC | WECC |  | 611 | 4 | Commercial NAICS Non-Cogen | PV | SUN | SUN | CISO | A |  | 0 | 0 | 0 | 0 | 0 | 0 | 0 | 0 | 0 | 0 | 0 | 0 | 0 | 0 | 0 | 0 | 0 | 0 | 0 | 0 | 0 | 0 | 0 | 0 | 0 | 0 | 0 | 0 | 0 | 0 | 0 | 0 | 0 | 0 | 0 | 0 | 1153 | 1563 | 1529 | 1928 | 2523 | 2512 | 2837 | 2351 | 1846 | 1706 | 1349 | 1068 | 1153 | 1563 | 1529 | 1928 | 2523 | 2512 | 2837 | 2351 | 1846 | 1706 | 1349 | 1068 | 131.518 | 178.279 | 174.457 | 219.864 | 287.747 | 286.539 | 323.651 | 268.136 | 210.539 | 194.607 | 153.851 | 121.812 | 0 | 0 | 22365 | 22365 | 2551 | 2020 | solar PV | FALSE
62286 | N | . | Xebec 1 | AES Distributed Energy | 61012 | CA | PACC | WECC |  | 493 | 4 | Commercial NAICS Non-Cogen | PV | SUN | SUN | LDWP | A |  | 0 | 0 | 0 | 0 | 0 | 0 | 0 | 0 | 0 | 0 | 0 | 0 | 0 | 0 | 0 | 0 | 0 | 0 | 0 | 0 | 0 | 0 | 0 | 0 | 0 | 0 | 0 | 0 | 0 | 0 | 0 | 0 | 0 | 0 | 0 | 0 | 1882 | 2551 | 2497 | 3146 | 4118 | 4100 | 4632 | 3837 | 3013 | 2785 | 2202 | 1743 | 1882 | 2551 | 2497 | 3146 | 4118 | 4100 | 4632 | 3837 | 3013 | 2785 | 2202 | 1743 | 214.676 | 291.005 | 284.766 | 358.885 | 469.69 | 467.718 | 528.295 | 437.678 | 343.664 | 317.658 | 251.132 | 198.833 | 0 | 0 | 36506 | 36506 | 4164 | 2020 | solar PV | FALSE
62287 | N | . | Francisco St. Solar | AES Distributed Energy | 61012 | CA | PACC | WECC |  | 493 | 4 | Commercial NAICS Non-Cogen | PV | SUN | SUN | LDWP | A |  | 0 | 0 | 0 | 0 | 0 | 0 | 0 | 0 | 0 | 0 | 0 | 0 | 0 | 0 | 0 | 0 | 0 | 0 | 0 | 0 | 0 | 0 | 0 | 0 | 0 | 0 | 0 | 0 | 0 | 0 | 0 | 0 | 0 | 0 | 0 | 0 | 1048 | 1421 | 1390 | 1752 | 2293 | 2284 | 2579 | 2137 | 1678 | 1551 | 1226 | 971 | 1048 | 1421 | 1390 | 1752 | 2293 | 2284 | 2579 | 2137 | 1678 | 1551 | 1226 | 971 | 119.557 | 162.065 | 158.591 | 199.869 | 261.578 | 260.48 | 294.216 | 243.75 | 191.392 | 176.909 | 139.859 | 110.734 | 0 | 0 | 20330 | 20330 | 2319 | 2020 | solar PV | FALSE
62288 | N | . | Valentine Solar, LLC | EDF Renewable Asset Holdings, Inc. | 57170 | CA | PACC | WECC |  | 22 | 2 | NAICS-22 Non-Cogen | PV | SUN | SUN | CISO | M |  | 0 | 0 | 0 | 0 | 0 | 0 | 0 | 0 | 0 | 0 | 0 | 0 | 0 | 0 | 0 | 0 | 0 | 0 | 0 | 0 | 0 | 0 | 0 | 0 | 0 | 0 | 0 | 0 | 0 | 0 | 0 | 0 | 0 | 0 | 0 | 0 | 105572 | 193286 | 184633 | 126534 | 214327 | 227337 | 269235 | 250587 | 200116 | 180539 | 137475 | 133478 | 105572 | 193286 | 184633 | 126534 | 214327 | 227337 | 269235 | 250587 | 200116 | 180539 | 137475 | 133478 | 12042 | 22047 | 21060 | 14433 | 24447 | 25931 | 30710 | 28583 | 22826 | 20593 | 15681 | 15225 | 0 | 0 | 2223119 | 2223119 | 253578 | 2020 | solar PV | TRUE
62289 | Y | . | Dearborn Energy Center | DTE Electric Company | 5109 | MI | ENC | RFC |  | 22 | 1 | Electric Utility | CA | NG | NG | MISO | A | mcf | 1050 | 923 | 878 | 781 | 792 | 863 | 1162 | 928 | 804 | 880 | 673 | 837 | 1050 | 923 | 878 | 781 | 792 | 863 | 1162 | 928 | 804 | 880 | 673 | 837 | 1.046 | 1.046 | 1.046 | 1.046 | 1.046 | 1.046 | 1.046 | 1.046 | 1.046 | 1.046 | 1.046 | 1.046 | 1098 | 965 | 918 | 817 | 828 | 903 | 1215 | 971 | 841 | 920 | 704 | 876 | 1098 | 965 | 918 | 817 | 828 | 903 | 1215 | 971 | 841 | 920 | 704 | 876 | 1859.607 | 1636.8 | 1557.501 | 1385.614 | 1403.999 | 1531.043 | 2060.07 | 1645.517 | 1426.127 | 1559.977 | 1192.886 | 1484.859 | 10571 | 10571 | 11056 | 11056 | 18744 | 2020 | natural gas nonpeaker - preexisting nonretiring | TRUE
62289 | Y | . | Dearborn Energy Center | DTE Electric Company | 5109 | MI | ENC | RFC |  | 22 | 1 | Electric Utility | CT | NG | NG | MISO | A | mcf | 247810 | 218119 | 207551 | 184646 | 187096 | 204026 | 274523 | 219280 | 190045 | 207881 | 158963 | 197871 | 247810 | 218119 | 207551 | 184646 | 187096 | 204026 | 274523 | 219280 | 190045 | 207881 | 158963 | 197871 | 1.045 | 1.045 | 1.045 | 1.045 | 1.045 | 1.045 | 1.045 | 1.045 | 1.045 | 1.045 | 1.045 | 1.045 | 258961 | 227934 | 216891 | 192955 | 195515 | 213207 | 286877 | 229148 | 198597 | 217236 | 166116 | 206775 | 258961 | 227934 | 216891 | 192955 | 195515 | 213207 | 286877 | 229148 | 198597 | 217236 | 166116 | 206775 | 23434.1 | 20626.346 | 19627.054 | 17460.995 | 17692.683 | 19293.646 | 25960.242 | 20736.199 | 17971.53 | 19658.251 | 15032.312 | 18711.642 | 2497811 | 2497811 | 2610212 | 2610212 | 236205 | 2020 | natural gas nonpeaker - preexisting nonretiring | TRUE
62290 | N | . | Polaris Wind Park | DTE Electric Company | 5109 | MI | ENC | RFC |  | 22 | 1 | Electric Utility | WT | WND | WND | MISO | M |  | . | . | . | . | 0 | 0 | 0 | 0 | 0 | 0 | 0 | 0 | . | . | . | . | 0 | 0 | 0 | 0 | 0 | 0 | 0 | 0 | . | . | . | . | 0 | 0 | 0 | 0 | 0 | 0 | 0 | 0 | . | . | . | . | 357220 | 276274 | 169010 | 196205 | 312526 | 367627 | 538767 | 421482 | . | . | . | . | 357220 | 276274 | 169010 | 196205 | 312526 | 367627 | 538767 | 421482 | . | . | . | . | 40746 | 31513 | 19278 | 22380 | 35648 | 41933 | 61454 | 48076 | 0 | 0 | 2639111 | 2639111 | 301028 | 2020 | onshore wind | TRUE
62291 | N | . | Palmer's Creek Wind Farm, LLC | Palmer's Creek Wind Farm, LLC | 61815 | MN | WNC | MRO |  | 22 | 2 | NAICS-22 Non-Cogen | WT | WND | WND | SWPP | M |  | 0 | 0 | 0 | 0 | 0 | 0 | 0 | 0 | 0 | 0 | 0 | 0 | 0 | 0 | 0 | 0 | 0 | 0 | 0 | 0 | 0 | 0 | 0 | 0 | 0 | 0 | 0 | 0 | 0 | 0 | 0 | 0 | 0 | 0 | 0 | 0 | 111394 | 124237 | 117574 | 89616 | 102434 | 110587 | 68032 | 90195 | 92159 | 104012 | 111481 | 115119 | 111394 | 124237 | 117574 | 89616 | 102434 | 110587 | 68032 | 90195 | 92159 | 104012 | 111481 | 115119 | 12706 | 14171 | 13411 | 10222 | 11684 | 12614 | 7760 | 10288 | 10512 | 11864 | 12716 | 13131 | 0 | 0 | 1236840 | 1236840 | 141079 | 2020 | onshore wind | TRUE
62301 | N | . | Richmond NMCA | AES Distributed Energy | 61012 | RI | NEW | NPCC |  | 22 | 2 | NAICS-22 Non-Cogen | PV | SUN | SUN | ISNE | M |  | 0 | 0 | 0 | 0 | 0 | 0 | 0 | 0 | 0 | 0 | 0 | 0 | 0 | 0 | 0 | 0 | 0 | 0 | 0 | 0 | 0 | 0 | 0 | 0 | 0 | 0 | 0 | 0 | 0 | 0 | 0 | 0 | 0 | 0 | 0 | 0 | 2604 | 2157 | 4647 | 4866 | 2876 | 885 | 0 | 807 | 4506 | 2849 | 2648 | 1788 | 2604 | 2157 | 4647 | 4866 | 2876 | 885 | 0 | 807 | 4506 | 2849 | 2648 | 1788 | 297 | 246 | 530 | 555 | 328 | 101 | 0 | 92 | 514 | 325 | 302 | 204 | 0 | 0 | 30633 | 30633 | 3494 | 2020 | solar PV | TRUE
62302 | N | . | Founders Homestead Farms Solar | AES Distributed Energy | 61012 | RI | NEW | NPCC |  | 22 | 2 | NAICS-22 Non-Cogen | PV | SUN | SUN | ISNE | M |  | 0 | 0 | 0 | 0 | 0 | 0 | 0 | 0 | 0 | 0 | 0 | 0 | 0 | 0 | 0 | 0 | 0 | 0 | 0 | 0 | 0 | 0 | 0 | 0 | 0 | 0 | 0 | 0 | 0 | 0 | 0 | 0 | 0 | 0 | 0 | 0 | 850 | 3209 | 5506 | 4489 | 7233 | 7110 | 7689 | 6058 | 5962 | 4270 | 3051 | 1745 | 850 | 3209 | 5506 | 4489 | 7233 | 7110 | 7689 | 6058 | 5962 | 4270 | 3051 | 1745 | 97 | 366 | 628 | 512 | 825 | 811 | 877 | 691 | 680 | 487 | 348 | 199 | 0 | 0 | 57172 | 57172 | 6521 | 2020 | solar PV | TRUE
62303 | N | . | Mattas Farms | AES Distributed Energy | 61012 | NY | MAT | NPCC |  | 22 | 2 | NAICS-22 Non-Cogen | PV | SUN | SUN | NYIS | A |  | 0 | 0 | 0 | 0 | 0 | 0 | 0 | 0 | 0 | 0 | 0 | 0 | 0 | 0 | 0 | 0 | 0 | 0 | 0 | 0 | 0 | 0 | 0 | 0 | 0 | 0 | 0 | 0 | 0 | 0 | 0 | 0 | 0 | 0 | 0 | 0 | 1683 | 1879 | 2717 | 2724 | 3578 | 3597 | 3421 | 2904 | 2856 | 2028 | 1867 | 1263 | 1683 | 1879 | 2717 | 2724 | 3578 | 3597 | 3421 | 2904 | 2856 | 2028 | 1867 | 1263 | 191.98 | 214.338 | 309.914 | 310.761 | 408.09 | 410.246 | 390.18 | 331.29 | 325.802 | 231.304 | 213.009 | 144.086 | 0 | 0 | 30517 | 30517 | 3481 | 2020 | solar PV | TRUE
62304 | N | . | Woodleaf Solar Facility | Duke Energy Carolinas, LLC | 5416 | NC | SAT | SERC |  | 22 | 1 | Electric Utility | PV | SUN | SUN | CPLE | A |  | 0 | 0 | 0 | 0 | 0 | 0 | 0 | 0 | 0 | 0 | 0 | 0 | 0 | 0 | 0 | 0 | 0 | 0 | 0 | 0 | 0 | 0 | 0 | 0 | 0 | 0 | 0 | 0 | 0 | 0 | 0 | 0 | 0 | 0 | 0 | 0 | 5952 | 6117 | 7824 | 10627 | 10635 | 10347 | 11574 | 9293 | 7871 | 7979 | 6674 | 5640 | 5952 | 6117 | 7824 | 10627 | 10635 | 10347 | 11574 | 9293 | 7871 | 7979 | 6674 | 5640 | 678.886 | 697.69 | 892.414 | 1212.132 | 1213.096 | 1180.192 | 1320.134 | 1060.013 | 897.744 | 910.155 | 761.22 | 643.324 | 0 | 0 | 100533 | 100533 | 11467 | 2020 | solar PV | TRUE
62305 | N | . | Tipton Solar Park | Indiana Municipal Power Agency | 9234 | IN | ENC | RFC |  | 22 | 1 | Electric Utility | PV | SUN | SUN | MISO | A |  | 0 | 0 | 0 | 0 | 0 | 0 | 0 | 0 | 0 | 0 | 0 | 0 | 0 | 0 | 0 | 0 | 0 | 0 | 0 | 0 | 0 | 0 | 0 | 0 | 0 | 0 | 0 | 0 | 0 | 0 | 0 | 0 | 0 | 0 | 0 | 0 | 2759 | 4097 | 6025 | 7395 | 8717 | 10717 | 10296 | 9680 | 7575 | 5984 | 4068 | 2958 | 2759 | 4097 | 6025 | 7395 | 8717 | 10717 | 10296 | 9680 | 7575 | 5984 | 4068 | 2958 | 314.657 | 467.28 | 687.208 | 843.468 | 994.317 | 1222.477 | 1174.453 | 1104.099 | 864.07 | 682.615 | 463.96 | 337.396 | 0 | 0 | 80271 | 80271 | 9156 | 2020 | solar PV | TRUE
62306 | N | . | IFF Union Beach Project | NJR Clean Energy Ventures Corporation | 56990 | NJ | MAT | RFC |  | 22 | 2 | NAICS-22 Non-Cogen | PV | SUN | SUN | PJM | A |  | 0 | 0 | 0 | 0 | 0 | 0 | 0 | 0 | 0 | 0 | 0 | 0 | 0 | 0 | 0 | 0 | 0 | 0 | 0 | 0 | 0 | 0 | 0 | 0 | 0 | 0 | 0 | 0 | 0 | 0 | 0 | 0 | 0 | 0 | 0 | 0 | 3719 | 4178 | 5984 | 6223 | 8144 | 8549 | 8052 | 6957 | 6393 | 4616 | 4236 | 2934 | 3719 | 4178 | 5984 | 6223 | 8144 | 8549 | 8052 | 6957 | 6393 | 4616 | 4236 | 2934 | 424.208 | 476.603 | 682.605 | 709.834 | 928.981 | 975.176 | 918.465 | 793.587 | 729.176 | 526.554 | 483.175 | 334.636 | 0 | 0 | 69985 | 69985 | 7983 | 2020 | solar PV | TRUE
62319 | Y | . | Western Sugar Cooperative - Billings | Western Sugar Cooperative - Billings | 61819 | MT | MTN | WECC |  | 311 | 7 | Industrial NAICS Cogen | ST | BIT | COL | NWMT | A | short tons | 0 | 0 | 0 | 0 | 0 | 0 | 0 | 0 | 0 | 0 | 0 | 0 | 0 | 0 | 0 | 0 | 0 | 0 | 0 | 0 | 0 | 0 | 0 | 0 | 0 | 0 | 0 | 0 | 0 | 0 | 0 | 0 | 0 | 0 | 0 | 0 | 0 | 0 | 0 | 0 | 0 | 0 | 0 | 0 | 0 | 0 | 0 | 0 | 0 | 0 | 0 | 0 | 0 | 0 | 0 | 0 | 0 | 0 | 0 | 0 | 0 | 0 | 0 | 0 | 0 | 0 | 0 | 0 | 0 | 0 | 0 | 0 | 0 | 0 | 0 | 0 | 0 | 2020 | hard coal | FALSE
62319 | Y | . | Western Sugar Cooperative - Billings | Western Sugar Cooperative - Billings | 61819 | MT | MTN | WECC |  | 311 | 7 | Industrial NAICS Cogen | ST | NG | NG | NWMT | A | mcf | 6642 | 6532 | 5917 | 5859 | 6511 | 7416 | 9450 | 9876 | 8502 | 7479 | 6102 | 6916 | 438 | 430 | 390 | 386 | 428 | 488 | 622 | 650 | 560 | 493 | 402 | 455 | 1.09 | 1.09 | 1.09 | 1.09 | 1.09 | 1.09 | 1.09 | 1.09 | 1.09 | 1.09 | 1.09 | 1.09 | 7240 | 7120 | 6450 | 6386 | 7097 | 8083 | 10301 | 10765 | 9267 | 8152 | 6651 | 7538 | 477 | 469 | 425 | 421 | 467 | 532 | 678 | 709 | 610 | 537 | 438 | 496 | 41.905 | 41.222 | 37.338 | 36.974 | 41.091 | 46.8 | 59.635 | 62.322 | 53.654 | 47.196 | 38.508 | 43.641 | 87202 | 5742 | 95050 | 6259 | 550.286 | 2020 | natural gas nonpeaker - preexisting retiring | FALSE
62319 | Y | . | Western Sugar Cooperative - Billings | Western Sugar Cooperative - Billings | 61819 | MT | MTN | WECC |  | 311 | 7 | Industrial NAICS Cogen | ST | SUB | COL | NWMT | A | short tons | 4555 | 3791 | 3742 | 3286 | 3231 | 3735 | 4705 | 5041 | 4481 | 4116 | 3910 | 4416 | 300 | 250 | 246 | 216 | 213 | 246 | 310 | 332 | 295 | 271 | 258 | 291 | 17.6 | 17.6 | 17.6 | 17.6 | 17.6 | 17.6 | 17.6 | 17.6 | 17.6 | 17.6 | 17.6 | 17.6 | 80168 | 66722 | 65859 | 57834 | 56866 | 65736 | 82808 | 88722 | 78866 | 72442 | 68816 | 77722 | 5277 | 4394 | 4337 | 3808 | 3745 | 4329 | 5453 | 5842 | 5193 | 4770 | 4532 | 5117 | 463.999 | 386.313 | 381.331 | 334.788 | 329.255 | 380.587 | 479.444 | 513.632 | 456.565 | 419.401 | 398.452 | 449.947 | 49009 | 3228 | 862561 | 56797 | 4993.714 | 2020 | hard coal | FALSE
62321 | N | . | Cedar Falls Solar Farm | Cedar Falls Solar Farm, LLC | 61824 | IA | WNC | MRO |  | 22 | 2 | NAICS-22 Non-Cogen | PV | SUN | SUN | MISO | A |  | 0 | 0 | 0 | 0 | 0 | 0 | 0 | 0 | 0 | 0 | 0 | 0 | 0 | 0 | 0 | 0 | 0 | 0 | 0 | 0 | 0 | 0 | 0 | 0 | 0 | 0 | 0 | 0 | 0 | 0 | 0 | 0 | 0 | 0 | 0 | 0 | 752 | 1584 | 1909 | 2501 | 2564 | 2836 | 2738 | 2718 | 1958 | 1469 | 1156 | 776 | 752 | 1584 | 1909 | 2501 | 2564 | 2836 | 2738 | 2718 | 1958 | 1469 | 1156 | 776 | 85.822 | 180.656 | 217.71 | 285.306 | 292.433 | 323.488 | 312.294 | 310.078 | 223.304 | 167.584 | 131.807 | 88.518 | 0 | 0 | 22961 | 22961 | 2619 | 2020 | solar PV | TRUE
62322 | N | . | Mechanicville Hydroelectric Station | Mechanicville Hydroelectric Station | 61822 | NY | MAT | NPCC |  | 22 | 2 | NAICS-22 Non-Cogen | HY | WAT | HYC | NYIS | A |  | 0 | 0 | 0 | 0 | 0 | 0 | 0 | 0 | 0 | 0 | 0 | 0 | 0 | 0 | 0 | 0 | 0 | 0 | 0 | 0 | 0 | 0 | 0 | 0 | 0 | 0 | 0 | 0 | 0 | 0 | 0 | 0 | 0 | 0 | 0 | 0 | 15846 | 14786 | 15703 | 15399 | 16085 | 15048 | 15791 | 15486 | 14709 | 14782 | 14619 | 15443 | 15846 | 14786 | 15703 | 15399 | 16085 | 15048 | 15791 | 15486 | 14709 | 14782 | 14619 | 15443 | 1807.439 | 1686.552 | 1791.116 | 1756.418 | 1834.676 | 1716.408 | 1801.143 | 1766.36 | 1677.806 | 1686.09 | 1667.507 | 1761.485 | 0 | 0 | 183697 | 183697 | 20953 | 2020 | hydro | TRUE
62323 | N | . | Macy's MD Joppa Solar Project | Northstar Macy's Maryland 2015, LLC | 61821 | MD | SAT | RFC |  | 421 | 4 | Commercial NAICS Non-Cogen | PV | SUN | SUN | PJM | M |  | 0 | 0 | 0 | 0 | 0 | 0 | 0 | 0 | 0 | 0 | 0 | 0 | 0 | 0 | 0 | 0 | 0 | 0 | 0 | 0 | 0 | 0 | 0 | 0 | 0 | 0 | 0 | 0 | 0 | 0 | 0 | 0 | 0 | 0 | 0 | 0 | 1227 | 1490 | 2034 | 2358 | 2770 | 3147 | 3139 | 2630 | 2209 | 1674 | 1429 | 1052 | 1227 | 1490 | 2034 | 2358 | 2770 | 3147 | 3139 | 2630 | 2209 | 1674 | 1429 | 1052 | 140 | 170 | 232 | 269 | 316 | 359 | 358 | 300 | 252 | 191 | 163 | 120 | 0 | 0 | 25159 | 25159 | 2870 | 2020 | solar PV | FALSE
62324 | N | . | Dynamic - Walpole | AES Distributed Energy | 61012 | MA | NEW | NPCC |  | 22 | 2 | NAICS-22 Non-Cogen | PV | SUN | SUN | ISNE | A |  | 0 | 0 | 0 | 0 | 0 | 0 | 0 | 0 | 0 | 0 | 0 | 0 | 0 | 0 | 0 | 0 | 0 | 0 | 0 | 0 | 0 | 0 | 0 | 0 | 0 | 0 | 0 | 0 | 0 | 0 | 0 | 0 | 0 | 0 | 0 | 0 | 1280 | 1676 | 2550 | 2445 | 3447 | 3257 | 3208 | 3032 | 2633 | 1914 | 1369 | 1042 | 1280 | 1676 | 2550 | 2445 | 3447 | 3257 | 3208 | 3032 | 2633 | 1914 | 1369 | 1042 | 145.96 | 191.185 | 290.905 | 278.92 | 393.224 | 371.517 | 365.864 | 345.852 | 300.289 | 218.32 | 156.137 | 118.827 | 0 | 0 | 27853 | 27853 | 3177 | 2020 | solar PV | TRUE
62325 | N | . | 46 Meadowlands Parkway | Hartz Solar LLC | 60268 | NJ | MAT | RFC |  | 421 | 4 | Commercial NAICS Non-Cogen | PV | SUN | SUN | PJM | A |  | 0 | 0 | 0 | 0 | 0 | 0 | 0 | 0 | 0 | 0 | 0 | 0 | 0 | 0 | 0 | 0 | 0 | 0 | 0 | 0 | 0 | 0 | 0 | 0 | 0 | 0 | 0 | 0 | 0 | 0 | 0 | 0 | 0 | 0 | 0 | 0 | 1200 | 1348 | 1931 | 2008 | 2628 | 2759 | 2598 | 2245 | 2063 | 1490 | 1367 | 947 | 1200 | 1348 | 1931 | 2008 | 2628 | 2759 | 2598 | 2245 | 2063 | 1490 | 1367 | 947 | 136.887 | 153.793 | 220.267 | 229.053 | 299.769 | 314.675 | 296.375 | 256.079 | 235.295 | 169.911 | 155.914 | 107.982 | 0 | 0 | 22584 | 22584 | 2576 | 2020 | solar PV | FALSE
62326 | N | . | 77 Metro Way | Hartz Solar LLC | 60268 | NJ | MAT | RFC |  | 421 | 4 | Commercial NAICS Non-Cogen | PV | SUN | SUN | PJM | A |  | 0 | 0 | 0 | 0 | 0 | 0 | 0 | 0 | 0 | 0 | 0 | 0 | 0 | 0 | 0 | 0 | 0 | 0 | 0 | 0 | 0 | 0 | 0 | 0 | 0 | 0 | 0 | 0 | 0 | 0 | 0 | 0 | 0 | 0 | 0 | 0 | 724 | 813 | 1165 | 1211 | 1585 | 1664 | 1567 | 1354 | 1244 | 899 | 825 | 571 | 724 | 813 | 1165 | 1211 | 1585 | 1664 | 1567 | 1354 | 1244 | 899 | 825 | 571 | 82.579 | 92.777 | 132.878 | 138.179 | 180.839 | 189.831 | 178.792 | 154.482 | 141.944 | 102.501 | 94.057 | 65.141 | 0 | 0 | 13622 | 13622 | 1554 | 2020 | solar PV | FALSE
62327 | N | . | Synergen Panorama, LLC CSG | Altus Power America Management, LLC | 60281 | MD | SAT | RFC |  | 22 | 2 | NAICS-22 Non-Cogen | PV | SUN | SUN | PJM | A |  | 0 | 0 | 0 | 0 | 0 | 0 | 0 | 0 | 0 | 0 | 0 | 0 | 0 | 0 | 0 | 0 | 0 | 0 | 0 | 0 | 0 | 0 | 0 | 0 | 0 | 0 | 0 | 0 | 0 | 0 | 0 | 0 | 0 | 0 | 0 | 0 | 4632 | 5261 | 6684 | 7497 | 8570 | 9235 | 9175 | 7649 | 6788 | 5825 | 5261 | 3878 | 4632 | 5261 | 6684 | 7497 | 8570 | 9235 | 9175 | 7649 | 6788 | 5825 | 5261 | 3878 | 528.3 | 600.093 | 762.348 | 855.168 | 977.569 | 1053.36 | 1046.565 | 872.517 | 774.221 | 664.451 | 600.053 | 442.355 | 0 | 0 | 80455 | 80455 | 9177 | 2020 | solar PV | TRUE
62328 | N | . | Mill Pond Solar, LLC | Greenbacker Renewable Energy Corporation | 60025 | NC | SAT | SERC |  | 22 | 2 | NAICS-22 Non-Cogen | PV | SUN | SUN | PJM | A |  | 0 | 0 | 0 | 0 | 0 | 0 | 0 | 0 | 0 | 0 | 0 | 0 | 0 | 0 | 0 | 0 | 0 | 0 | 0 | 0 | 0 | 0 | 0 | 0 | 0 | 0 | 0 | 0 | 0 | 0 | 0 | 0 | 0 | 0 | 0 | 0 | 5775 | 5935 | 7591 | 10311 | 10319 | 10039 | 11229 | 9017 | 7636 | 7742 | 6475 | 5472 | 5775 | 5935 | 7591 | 10311 | 10319 | 10039 | 11229 | 9017 | 7636 | 7742 | 6475 | 5472 | 658.696 | 676.943 | 865.876 | 1176.087 | 1177.022 | 1145.096 | 1280.876 | 1028.491 | 871.047 | 883.09 | 738.583 | 624.193 | 0 | 0 | 97541 | 97541 | 11126 | 2020 | solar PV | TRUE
62329 | N | . | Jamesville Road Solar, LLC | Greenbacker Renewable Energy Corporation | 60025 | NC | SAT | SERC |  | 22 | 2 | NAICS-22 Non-Cogen | PV | SUN | SUN | PJM | A |  | 0 | 0 | 0 | 0 | 0 | 0 | 0 | 0 | 0 | 0 | 0 | 0 | 0 | 0 | 0 | 0 | 0 | 0 | 0 | 0 | 0 | 0 | 0 | 0 | 0 | 0 | 0 | 0 | 0 | 0 | 0 | 0 | 0 | 0 | 0 | 0 | 5648 | 5805 | 7425 | 10085 | 10093 | 9819 | 10983 | 8819 | 7469 | 7572 | 6333 | 5352 | 5648 | 5805 | 7425 | 10085 | 10093 | 9819 | 10983 | 8819 | 7469 | 7572 | 6333 | 5352 | 644.252 | 662.097 | 846.887 | 1150.294 | 1151.209 | 1119.983 | 1252.786 | 1005.935 | 851.944 | 863.723 | 722.386 | 610.504 | 0 | 0 | 95403 | 95403 | 10882 | 2020 | solar PV | TRUE
62330 | N | . | Camden Dam Solar, LLC | Greenbacker Renewable Energy Corporation | 60025 | NC | SAT | SERC |  | 22 | 2 | NAICS-22 Non-Cogen | PV | SUN | SUN | PJM | A |  | 0 | 0 | 0 | 0 | 0 | 0 | 0 | 0 | 0 | 0 | 0 | 0 | 0 | 0 | 0 | 0 | 0 | 0 | 0 | 0 | 0 | 0 | 0 | 0 | 0 | 0 | 0 | 0 | 0 | 0 | 0 | 0 | 0 | 0 | 0 | 0 | 5401 | 5550 | 7099 | 9643 | 9650 | 9388 | 10502 | 8432 | 7142 | 7240 | 6056 | 5118 | 5401 | 5550 | 7099 | 9643 | 9650 | 9388 | 10502 | 8432 | 7142 | 7240 | 6056 | 5118 | 616.011 | 633.075 | 809.765 | 1099.872 | 1100.747 | 1070.89 | 1197.872 | 961.841 | 814.6 | 825.863 | 690.721 | 583.743 | 0 | 0 | 91221 | 91221 | 10405 | 2020 | solar PV | TRUE
62331 | N | . | Sol Phoenix | Greenbacker Renewable Energy Corporation | 60025 | MD | SAT | RFC |  | 22 | 2 | NAICS-22 Non-Cogen | PV | SUN | SUN | PJM | A |  | 0 | 0 | 0 | 0 | 0 | 0 | 0 | 0 | 0 | 0 | 0 | 0 | 0 | 0 | 0 | 0 | 0 | 0 | 0 | 0 | 0 | 0 | 0 | 0 | 0 | 0 | 0 | 0 | 0 | 0 | 0 | 0 | 0 | 0 | 0 | 0 | 1764 | 2004 | 2546 | 2856 | 3265 | 3518 | 3495 | 2914 | 2586 | 2219 | 2004 | 1477 | 1764 | 2004 | 2546 | 2856 | 3265 | 3518 | 3495 | 2914 | 2586 | 2219 | 2004 | 1477 | 201.259 | 228.607 | 290.418 | 325.778 | 372.407 | 401.28 | 398.691 | 332.387 | 294.941 | 253.124 | 228.592 | 168.516 | 0 | 0 | 30648 | 30648 | 3496 | 2020 | solar PV | TRUE
62332 | N | . | Blue Star | Greenbacker Renewable Energy Corporation | 60025 | MD | SAT | RFC |  | 22 | 2 | NAICS-22 Non-Cogen | PV | SUN | SUN | PJM | A |  | . | . | 0 | 0 | 0 | 0 | 0 | 0 | 0 | 0 | 0 | 0 | . | . | 0 | 0 | 0 | 0 | 0 | 0 | 0 | 0 | 0 | 0 | . | . | 0 | 0 | 0 | 0 | 0 | 0 | 0 | 0 | 0 | 0 | . | . | 7845 | 8800 | 10059 | 10839 | 10769 | 8978 | 7967 | 6837 | 6175 | 4552 | . | . | 7845 | 8800 | 10059 | 10839 | 10769 | 8978 | 7967 | 6837 | 6175 | 4552 | . | . | 894.801 | 1003.748 | 1147.416 | 1236.375 | 1228.399 | 1024.111 | 908.736 | 779.895 | 704.308 | 519.211 | 0 | 0 | 82821 | 82821 | 9447 | 2020 | solar PV | TRUE
62333 | N | . | Polk County Renewables, LLC | Polk County Renewables, LLC | 61845 | NE | WNC | MRO |  | 22 | 2 | NAICS-22 Non-Cogen | WT | WND | WND | SWPP | A |  | 0 | 0 | 0 | 0 | 0 | 0 | 0 | 0 | 0 | 0 | 0 | 0 | 0 | 0 | 0 | 0 | 0 | 0 | 0 | 0 | 0 | 0 | 0 | 0 | 0 | 0 | 0 | 0 | 0 | 0 | 0 | 0 | 0 | 0 | 0 | 0 | 9003 | 9477 | 9173 | 8875 | 7665 | 9658 | 6980 | 8292 | 9004 | 9202 | 9771 | 9681 | 9003 | 9477 | 9173 | 8875 | 7665 | 9658 | 6980 | 8292 | 9004 | 9202 | 9771 | 9681 | 1026.918 | 1081.04 | 1046.335 | 1012.361 | 874.331 | 1101.593 | 796.161 | 945.825 | 1027.046 | 1049.619 | 1114.519 | 1104.252 | 0 | 0 | 106781 | 106781 | 12180 | 2020 | onshore wind | TRUE
62334 | N | . | USS Hockey Pad Solar CSG | Standard Solar | 60531 | MN | WNC | MRO |  | 22 | 2 | NAICS-22 Non-Cogen | PV | SUN | SUN | MISO | A |  | 0 | 0 | 0 | 0 | 0 | 0 | 0 | 0 | 0 | 0 | 0 | 0 | 0 | 0 | 0 | 0 | 0 | 0 | 0 | 0 | 0 | 0 | 0 | 0 | 0 | 0 | 0 | 0 | 0 | 0 | 0 | 0 | 0 | 0 | 0 | 0 | 212 | 469 | 569 | 753 | 783 | 849 | 818 | 810 | 571 | 428 | 327 | 205 | 212 | 469 | 569 | 753 | 783 | 849 | 818 | 810 | 571 | 428 | 327 | 205 | 24.136 | 53.526 | 64.942 | 85.858 | 89.31 | 96.802 | 93.343 | 92.428 | 65.178 | 48.777 | 37.329 | 23.371 | 0 | 0 | 6794 | 6794 | 775 | 2020 | solar PV | TRUE
62335 | N | . | USS Centerfield Solar CSG | Standard Solar | 60531 | MN | WNC | MRO |  | 22 | 2 | NAICS-22 Non-Cogen | PV | SUN | SUN | MISO | A |  | 0 | 0 | 0 | 0 | 0 | 0 | 0 | 0 | 0 | 0 | 0 | 0 | 0 | 0 | 0 | 0 | 0 | 0 | 0 | 0 | 0 | 0 | 0 | 0 | 0 | 0 | 0 | 0 | 0 | 0 | 0 | 0 | 0 | 0 | 0 | 0 | 521 | 1156 | 1402 | 1854 | 1929 | 2090 | 2016 | 1996 | 1408 | 1053 | 806 | 505 | 521 | 1156 | 1402 | 1854 | 1929 | 2090 | 2016 | 1996 | 1408 | 1053 | 806 | 505 | 59.452 | 131.846 | 159.967 | 211.488 | 219.991 | 238.445 | 229.926 | 227.671 | 160.549 | 120.148 | 91.949 | 57.568 | 0 | 0 | 16736 | 16736 | 1909 | 2020 | solar PV | TRUE
62336 | N | . | USS Webster Solar CSG | Standard Solar | 60531 | MN | WNC | MRO |  | 22 | 2 | NAICS-22 Non-Cogen | PV | SUN | SUN | MISO | A |  | 0 | 0 | 0 | 0 | 0 | 0 | 0 | 0 | 0 | 0 | 0 | 0 | 0 | 0 | 0 | 0 | 0 | 0 | 0 | 0 | 0 | 0 | 0 | 0 | 0 | 0 | 0 | 0 | 0 | 0 | 0 | 0 | 0 | 0 | 0 | 0 | 576 | 1278 | 1551 | 2050 | 2133 | 2312 | 2229 | 2207 | 1556 | 1165 | 891 | 558 | 576 | 1278 | 1551 | 2050 | 2133 | 2312 | 2229 | 2207 | 1556 | 1165 | 891 | 558 | 65.743 | 145.797 | 176.894 | 233.866 | 243.269 | 263.676 | 254.255 | 251.762 | 177.537 | 132.862 | 101.679 | 63.66 | 0 | 0 | 18506 | 18506 | 2111 | 2020 | solar PV | TRUE
62337 | N | . | USS Lake Patterson Solar CSG | Standard Solar | 60531 | MN | WNC | MRO |  | 22 | 2 | NAICS-22 Non-Cogen | PV | SUN | SUN | MISO | A |  | 0 | 0 | 0 | 0 | 0 | 0 | 0 | 0 | 0 | 0 | 0 | 0 | 0 | 0 | 0 | 0 | 0 | 0 | 0 | 0 | 0 | 0 | 0 | 0 | 0 | 0 | 0 | 0 | 0 | 0 | 0 | 0 | 0 | 0 | 0 | 0 | 588 | 1305 | 1583 | 2093 | 2177 | 2360 | 2276 | 2253 | 1589 | 1189 | 910 | 570 | 588 | 1305 | 1583 | 2093 | 2177 | 2360 | 2276 | 2253 | 1589 | 1189 | 910 | 570 | 67.113 | 148.836 | 180.581 | 238.741 | 248.339 | 269.172 | 259.555 | 257.01 | 181.237 | 135.631 | 103.798 | 64.987 | 0 | 0 | 18893 | 18893 | 2155 | 2020 | solar PV | TRUE
62338 | N | . | USS Rapidan Solar CSG | Standard Solar | 60531 | MN | WNC | MRO |  | 22 | 2 | NAICS-22 Non-Cogen | PV | SUN | SUN | MISO | A |  | 0 | 0 | 0 | 0 | 0 | 0 | 0 | 0 | 0 | 0 | 0 | 0 | 0 | 0 | 0 | 0 | 0 | 0 | 0 | 0 | 0 | 0 | 0 | 0 | 0 | 0 | 0 | 0 | 0 | 0 | 0 | 0 | 0 | 0 | 0 | 0 | 350 | 776 | 942 | 1245 | 1295 | 1404 | 1354 | 1340 | 945 | 707 | 541 | 339 | 350 | 776 | 942 | 1245 | 1295 | 1404 | 1354 | 1340 | 945 | 707 | 541 | 339 | 39.926 | 88.542 | 107.427 | 142.026 | 147.736 | 160.129 | 154.408 | 152.894 | 107.817 | 80.686 | 61.749 | 38.66 | 0 | 0 | 11238 | 11238 | 1282 | 2020 | solar PV | TRUE
62339 | N | . | USS Kost Trail Solar CSG | Standard Solar | 60531 | MN | WNC | MRO |  | 22 | 2 | NAICS-22 Non-Cogen | PV | SUN | SUN | MISO | A |  | 0 | 0 | 0 | 0 | 0 | 0 | 0 | 0 | 0 | 0 | 0 | 0 | 0 | 0 | 0 | 0 | 0 | 0 | 0 | 0 | 0 | 0 | 0 | 0 | 0 | 0 | 0 | 0 | 0 | 0 | 0 | 0 | 0 | 0 | 0 | 0 | 550 | 1219 | 1480 | 1956 | 2035 | 2205 | 2127 | 2106 | 1485 | 1111 | 850 | 532 | 550 | 1219 | 1480 | 1956 | 2035 | 2205 | 2127 | 2106 | 1485 | 1111 | 850 | 532 | 62.724 | 139.097 | 168.765 | 223.12 | 232.091 | 251.56 | 242.572 | 240.194 | 169.379 | 126.757 | 97.006 | 60.735 | 0 | 0 | 17656 | 17656 | 2014 | 2020 | solar PV | TRUE
62340 | N | . | Aulander Holloman Solar, LLC | Aulander Holloman Solar, LLC | 61838 | NC | SAT | SERC |  | 22 | 2 | NAICS-22 Non-Cogen | PV | SUN | SUN | PJM | M |  | 0 | 0 | 0 | 0 | 0 | 0 | 0 | 0 | 0 | 0 | 0 | 0 | 0 | 0 | 0 | 0 | 0 | 0 | 0 | 0 | 0 | 0 | 0 | 0 | 0 | 0 | 0 | 0 | 0 | 0 | 0 | 0 | 0 | 0 | 0 | 0 | 75247 | 87705 | 124588 | 169273 | 172719 | 165249 | 203491 | 155176 | 126078 | 116285 | 98576 | 76711 | 75247 | 87705 | 124588 | 169273 | 172719 | 165249 | 203491 | 155176 | 126078 | 116285 | 98576 | 76711 | 8583 | 10004 | 14211 | 19308 | 19701 | 18849 | 23211 | 17700 | 14381 | 13264 | 11244 | 8750 | 0 | 0 | 1571098 | 1571098 | 179206 | 2020 | solar PV | TRUE
62346 | N | . | Trask East Solar | Trask East Solar | 61860 | SC | SAT | SERC |  | 22 | 2 | NAICS-22 Non-Cogen | PV | SUN | SUN | SCEG | A |  | . | . | . | . | . | . | . | . | . | . | . | 0 | . | . | . | . | . | . | . | . | . | . | . | 0 | . | . | . | . | . | . | . | . | . | . | . | 0 | . | . | . | . | . | . | . | . | . | . | . | 0 | . | . | . | . | . | . | . | . | . | . | . | 0 | . | . | . | . | . | . | . | . | . | . | . | 0 | 0 | 0 | 0 | 0 | 0 | 2020 | solar PV | TRUE
62353 | N | . | Yemassee Solar | Yemassee Solar | 61870 | SC | SAT | SERC |  | 22 | 2 | NAICS-22 Non-Cogen | PV | SUN | SUN | SCEG | A |  | . | . | . | . | . | . | . | . | . | . | . | 0 | . | . | . | . | . | . | . | . | . | . | . | 0 | . | . | . | . | . | . | . | . | . | . | . | 0 | . | . | . | . | . | . | . | . | . | . | . | 780 | . | . | . | . | . | . | . | . | . | . | . | 780 | . | . | . | . | . | . | . | . | . | . | . | 89 | 0 | 0 | 780 | 780 | 89 | 2020 | solar PV | TRUE
62355 | N | . | IKEA Norfolk Rooftop PV System | IKEA Property Inc | 57389 | VA | SAT | SERC |  | 441 | 4 | Commercial NAICS Non-Cogen | PV | SUN | SUN | PJM | A |  | 0 | 0 | 0 | 0 | 0 | 0 | 0 | 0 | 0 | 0 | 0 | 0 | 0 | 0 | 0 | 0 | 0 | 0 | 0 | 0 | 0 | 0 | 0 | 0 | 0 | 0 | 0 | 0 | 0 | 0 | 0 | 0 | 0 | 0 | 0 | 0 | 753 | 807 | 1119 | 1437 | 1507 | 1669 | 1840 | 1293 | 1069 | 1028 | 819 | 641 | 753 | 807 | 1119 | 1437 | 1507 | 1669 | 1840 | 1293 | 1069 | 1028 | 819 | 641 | 85.861 | 92.096 | 127.618 | 163.887 | 171.887 | 190.418 | 209.896 | 147.507 | 121.963 | 117.29 | 93.455 | 73.122 | 0 | 0 | 13982 | 13982 | 1595 | 2020 | solar PV | FALSE
62356 | N | . | Lockett Windfarm | Lockett Windfarm, LLC | 61886 | TX | WSC | TRE |  | 22 | 2 | NAICS-22 Non-Cogen | WT | WND | WND | ERCO | M |  | 0 | 0 | 0 | 0 | 0 | 0 | 0 | 0 | 0 | 0 | 0 | 0 | 0 | 0 | 0 | 0 | 0 | 0 | 0 | 0 | 0 | 0 | 0 | 0 | 0 | 0 | 0 | 0 | 0 | 0 | 0 | 0 | 0 | 0 | 0 | 0 | 435045 | 582392 | 469683 | 623930 | 510301 | 666897 | 518060 | 507101 | 352477 | 608132 | 630575 | 601600 | 435045 | 582392 | 469683 | 623930 | 510301 | 666897 | 518060 | 507101 | 352477 | 608132 | 630575 | 601600 | 49623 | 66430 | 53574 | 71168 | 58207 | 76069 | 59092 | 57842 | 40205 | 69366 | 71926 | 68621 | 0 | 0 | 6506193 | 6506193 | 742123 | 2020 | onshore wind | TRUE
62358 | N | . | USS King 2 CSG | Standard Solar | 60531 | MN | WNC | MRO |  | 22 | 2 | NAICS-22 Non-Cogen | PV | SUN | SUN | MISO | A |  | 0 | 0 | 0 | 0 | 0 | 0 | 0 | 0 | 0 | 0 | 0 | 0 | 0 | 0 | 0 | 0 | 0 | 0 | 0 | 0 | 0 | 0 | 0 | 0 | 0 | 0 | 0 | 0 | 0 | 0 | 0 | 0 | 0 | 0 | 0 | 0 | 583 | 1292 | 1568 | 2073 | 2156 | 2337 | 2253 | 2231 | 1573 | 1177 | 901 | 564 | 583 | 1292 | 1568 | 2073 | 2156 | 2337 | 2253 | 2231 | 1573 | 1177 | 901 | 564 | 66.463 | 147.385 | 178.821 | 236.414 | 245.919 | 266.549 | 257.025 | 254.505 | 179.471 | 134.309 | 102.786 | 64.353 | 0 | 0 | 18708 | 18708 | 2134 | 2020 | solar PV | TRUE
62359 | N | . | USS Eggo Solar CSG | Standard Solar | 60531 | MN | WNC | MRO |  | 22 | 2 | NAICS-22 Non-Cogen | PV | SUN | SUN | MISO | A |  | 0 | 0 | 0 | 0 | 0 | 0 | 0 | 0 | 0 | 0 | 0 | 0 | 0 | 0 | 0 | 0 | 0 | 0 | 0 | 0 | 0 | 0 | 0 | 0 | 0 | 0 | 0 | 0 | 0 | 0 | 0 | 0 | 0 | 0 | 0 | 0 | 583 | 1292 | 1568 | 2073 | 2156 | 2337 | 2253 | 2231 | 1573 | 1177 | 901 | 564 | 583 | 1292 | 1568 | 2073 | 2156 | 2337 | 2253 | 2231 | 1573 | 1177 | 901 | 564 | 66.463 | 147.385 | 178.821 | 236.414 | 245.919 | 266.549 | 257.025 | 254.505 | 179.471 | 134.309 | 102.786 | 64.353 | 0 | 0 | 18708 | 18708 | 2134 | 2020 | solar PV | TRUE
62360 | N | . | USS DVL Solar CSG | Standard Solar | 60531 | MN | WNC | MRO |  | 22 | 2 | NAICS-22 Non-Cogen | PV | SUN | SUN | MISO | A |  | 0 | 0 | 0 | 0 | 0 | 0 | 0 | 0 | 0 | 0 | 0 | 0 | 0 | 0 | 0 | 0 | 0 | 0 | 0 | 0 | 0 | 0 | 0 | 0 | 0 | 0 | 0 | 0 | 0 | 0 | 0 | 0 | 0 | 0 | 0 | 0 | 568 | 1259 | 1527 | 2019 | 2100 | 2277 | 2195 | 2174 | 1533 | 1147 | 878 | 550 | 568 | 1259 | 1527 | 2019 | 2100 | 2277 | 2195 | 2174 | 1533 | 1147 | 878 | 550 | 64.747 | 143.587 | 174.212 | 230.321 | 239.581 | 259.679 | 250.401 | 247.946 | 174.846 | 130.848 | 100.137 | 62.695 | 0 | 0 | 18227 | 18227 | 2079 | 2020 | solar PV | TRUE
62361 | N | . | USS Brude Solar CSG | Standard Solar | 60531 | MN | WNC | MRO |  | 22 | 2 | NAICS-22 Non-Cogen | PV | SUN | SUN | MISO | A |  | 0 | 0 | 0 | 0 | 0 | 0 | 0 | 0 | 0 | 0 | 0 | 0 | 0 | 0 | 0 | 0 | 0 | 0 | 0 | 0 | 0 | 0 | 0 | 0 | 0 | 0 | 0 | 0 | 0 | 0 | 0 | 0 | 0 | 0 | 0 | 0 | 357 | 792 | 961 | 1270 | 1321 | 1432 | 1381 | 1368 | 964 | 722 | 552 | 346 | 357 | 792 | 961 | 1270 | 1321 | 1432 | 1381 | 1368 | 964 | 722 | 552 | 346 | 40.737 | 90.337 | 109.605 | 144.906 | 150.732 | 163.377 | 157.539 | 155.995 | 110.004 | 82.323 | 63.001 | 39.444 | 0 | 0 | 11466 | 11466 | 1308 | 2020 | solar PV | TRUE
62362 | N | . | USS East Hauer Watt CSG | Standard Solar | 60531 | MN | WNC | MRO |  | 22 | 2 | NAICS-22 Non-Cogen | PV | SUN | SUN | MISO | A |  | 0 | 0 | 0 | 0 | 0 | 0 | 0 | 0 | 0 | 0 | 0 | 0 | 0 | 0 | 0 | 0 | 0 | 0 | 0 | 0 | 0 | 0 | 0 | 0 | 0 | 0 | 0 | 0 | 0 | 0 | 0 | 0 | 0 | 0 | 0 | 0 | 358 | 793 | 962 | 1272 | 1323 | 1435 | 1383 | 1370 | 966 | 723 | 553 | 346 | 358 | 793 | 962 | 1272 | 1323 | 1435 | 1383 | 1370 | 966 | 723 | 553 | 346 | 40.797 | 90.475 | 109.773 | 145.128 | 150.963 | 163.627 | 157.78 | 156.233 | 110.172 | 82.449 | 63.098 | 39.505 | 0 | 0 | 11484 | 11484 | 1310 | 2020 | solar PV | TRUE
62363 | N | . | Barre Solar III LLC | Barre Solar III LLC | 61889 | MA | NEW | NPCC |  | 22 | 2 | NAICS-22 Non-Cogen | PV | SUN | SUN | ISNE | A |  | 0 | 0 | 0 | 0 | 0 | 0 | 0 | 0 | 0 | 0 | 0 | 0 | 0 | 0 | 0 | 0 | 0 | 0 | 0 | 0 | 0 | 0 | 0 | 0 | 0 | 0 | 0 | 0 | 0 | 0 | 0 | 0 | 0 | 0 | 0 | 0 | 649 | 850 | 1293 | 1240 | 1748 | 1652 | 1626 | 1538 | 1335 | 971 | 694 | 528 | 649 | 850 | 1293 | 1240 | 1748 | 1652 | 1626 | 1538 | 1335 | 971 | 694 | 528 | 74.014 | 96.947 | 147.513 | 141.435 | 199.397 | 188.39 | 185.523 | 175.375 | 152.271 | 110.706 | 79.174 | 60.255 | 0 | 0 | 14124 | 14124 | 1611 | 2020 | solar PV | TRUE
62364 | N | . | Nobles 2 Wind Project | Nobles 2 Power Partners, LLC | 61890 | MN | WNC | MRO |  | 22 | 2 | NAICS-22 Non-Cogen | WT | WND | WND | MISO | M |  | . | . | . | . | . | . | . | . | . | . | . | 0 | . | . | . | . | . | . | . | . | . | . | . | 0 | . | . | . | . | . | . | . | . | . | . | . | 0 | . | . | . | . | . | . | . | . | . | . | . | 717833 | . | . | . | . | . | . | . | . | . | . | . | 717833 | . | . | . | . | . | . | . | . | . | . | . | 81879 | 0 | 0 | 717833 | 717833 | 81879 | 2020 | onshore wind | TRUE
62365 | N | . | Wright Kirby 1-5 CSG | Standard Solar | 60531 | MN | WNC | MRO |  | 22 | 2 | NAICS-22 Non-Cogen | PV | SUN | SUN | MISO | A |  | 0 | 0 | 0 | 0 | 0 | 0 | 0 | 0 | 0 | 0 | 0 | 0 | 0 | 0 | 0 | 0 | 0 | 0 | 0 | 0 | 0 | 0 | 0 | 0 | 0 | 0 | 0 | 0 | 0 | 0 | 0 | 0 | 0 | 0 | 0 | 0 | 2493 | 5528 | 6707 | 8867 | 9223 | 9997 | 9640 | 9545 | 6731 | 5037 | 3855 | 2414 | 2493 | 5528 | 6707 | 8867 | 9223 | 9997 | 9640 | 9545 | 6731 | 5037 | 3855 | 2414 | 284.309 | 630.497 | 764.974 | 1011.352 | 1052.014 | 1140.266 | 1099.524 | 1088.743 | 767.757 | 574.56 | 439.708 | 275.296 | 0 | 0 | 80037 | 80037 | 9129 | 2020 | solar PV | TRUE
62366 | N | . | NYP-Lower Manhattan Hospital | NYP-Lower Manhattan Hospital | 61892 | NY | MAT | NPCC |  | 622 | 4 | Commercial NAICS Non-Cogen | IC | DFO | DFO | NYIS | A | barrels | 5 | 3 | 3 | 2 | 4 | 2 | 3 | 1 | 3 | 2 | 4 | 5 | 5 | 3 | 3 | 2 | 4 | 2 | 3 | 1 | 3 | 2 | 4 | 5 | 5.5 | 5.5 | 5.5 | 5.5 | 5.5 | 5.5 | 5.5 | 5.5 | 5.5 | 5.5 | 5.5 | 5.5 | 28 | 17 | 17 | 11 | 22 | 11 | 17 | 6 | 17 | 11 | 22 | 28 | 28 | 17 | 17 | 11 | 22 | 11 | 17 | 6 | 17 | 11 | 22 | 28 | 1.813 | 1.359 | 1.151 | 0.818 | 1.729 | 0.717 | 1.192 | 0.482 | 1.254 | 0.717 | 1.735 | 2.033 | 37 | 37 | 207 | 207 | 15 | 2020 | petroleum | FALSE
62367 | N | . | SR Arlington II | SR Arlington II, LLC | 61899 | GA | SAT | SERC |  | 22 | 2 | NAICS-22 Non-Cogen | PV | SUN | SUN | SOCO | M |  | 0 | 0 | 0 | 0 | 0 | 0 | 0 | 0 | 0 | 0 | 0 | 0 | 0 | 0 | 0 | 0 | 0 | 0 | 0 | 0 | 0 | 0 | 0 | 0 | 0 | 0 | 0 | 0 | 0 | 0 | 0 | 0 | 0 | 0 | 0 | 0 | 108912 | 113121 | 163575 | 198625 | 239918 | 177155 | 199265 | 184670 | 148000 | 154223 | 126236 | 122694 | 108912 | 113121 | 163575 | 198625 | 239918 | 177155 | 199265 | 184670 | 148000 | 154223 | 126236 | 122694 | 12423 | 12903 | 18658 | 22656 | 27366 | 20207 | 22729 | 21064.23 | 16881.48 | 17591.31 | 14399 | 13995 | 0 | 0 | 1936394 | 1936394 | 220873.02 | 2020 | solar PV | TRUE
62368 | N | . | BWC Origination 18 | BWC Origination 18, LLC | 61894 | MA | NEW | NPCC |  | 22 | 2 | NAICS-22 Non-Cogen | PV | SUN | SUN | ISNE | A |  | 0 | 0 | 0 | 0 | 0 | 0 | 0 | 0 | 0 | 0 | 0 | 0 | 0 | 0 | 0 | 0 | 0 | 0 | 0 | 0 | 0 | 0 | 0 | 0 | 0 | 0 | 0 | 0 | 0 | 0 | 0 | 0 | 0 | 0 | 0 | 0 | 2950 | 3863 | 5879 | 5636 | 7946 | 7508 | 7393 | 6989 | 6068 | 4412 | 3155 | 2401 | 2950 | 3863 | 5879 | 5636 | 7946 | 7508 | 7393 | 6989 | 6068 | 4412 | 3155 | 2401 | 336.441 | 440.683 | 670.537 | 642.912 | 906.384 | 856.348 | 843.318 | 797.191 | 692.167 | 503.228 | 359.895 | 273.896 | 0 | 0 | 64200 | 64200 | 7323 | 2020 | solar PV | TRUE
62369 | N | . | BWC Gibbs Brook | BWC Gibbs Brook, LLC | 61895 | MA | NEW | NPCC |  | 22 | 2 | NAICS-22 Non-Cogen | PV | SUN | SUN | ISNE | A |  | 0 | 0 | 0 | 0 | 0 | 0 | 0 | 0 | 0 | 0 | 0 | 0 | 0 | 0 | 0 | 0 | 0 | 0 | 0 | 0 | 0 | 0 | 0 | 0 | 0 | 0 | 0 | 0 | 0 | 0 | 0 | 0 | 0 | 0 | 0 | 0 | 2749 | 3601 | 5479 | 5253 | 7406 | 6997 | 6891 | 6514 | 5656 | 4112 | 2941 | 2238 | 2749 | 3601 | 5479 | 5253 | 7406 | 6997 | 6891 | 6514 | 5656 | 4112 | 2941 | 2238 | 313.561 | 410.714 | 624.937 | 599.191 | 844.746 | 798.112 | 785.968 | 742.978 | 645.096 | 469.006 | 335.421 | 255.27 | 0 | 0 | 59837 | 59837 | 6825 | 2020 | solar PV | TRUE
62370 | N | . | BWC Wareham River | BWC Wareham River, LLC | 61896 | MA | NEW | NPCC |  | 22 | 2 | NAICS-22 Non-Cogen | PV | SUN | SUN | ISNE | A |  | 0 | 0 | 0 | 0 | 0 | 0 | 0 | 0 | 0 | 0 | 0 | 0 | 0 | 0 | 0 | 0 | 0 | 0 | 0 | 0 | 0 | 0 | 0 | 0 | 0 | 0 | 0 | 0 | 0 | 0 | 0 | 0 | 0 | 0 | 0 | 0 | 724 | 948 | 1443 | 1383 | 1950 | 1842 | 1814 | 1715 | 1489 | 1083 | 774 | 589 | 724 | 948 | 1443 | 1383 | 1950 | 1842 | 1814 | 1715 | 1489 | 1083 | 774 | 589 | 82.558 | 108.14 | 164.544 | 157.765 | 222.419 | 210.14 | 206.943 | 195.624 | 169.852 | 123.488 | 88.315 | 67.212 | 0 | 0 | 15754 | 15754 | 1797 | 2020 | solar PV | TRUE
62371 | N | . | BWC Harlow Brook | BWC Harlow Brook, LLC | 61897 | MA | NEW | NPCC |  | 22 | 2 | NAICS-22 Non-Cogen | PV | SUN | SUN | ISNE | A |  | 0 | 0 | 0 | 0 | 0 | 0 | 0 | 0 | 0 | 0 | 0 | 0 | 0 | 0 | 0 | 0 | 0 | 0 | 0 | 0 | 0 | 0 | 0 | 0 | 0 | 0 | 0 | 0 | 0 | 0 | 0 | 0 | 0 | 0 | 0 | 0 | 938 | 1229 | 1870 | 1793 | 2528 | 2389 | 2352 | 2224 | 1931 | 1404 | 1004 | 764 | 938 | 1229 | 1870 | 1793 | 2528 | 2389 | 2352 | 2224 | 1931 | 1404 | 1004 | 764 | 107.047 | 140.215 | 213.348 | 204.559 | 288.389 | 272.469 | 268.323 | 253.647 | 220.231 | 160.115 | 114.51 | 87.147 | 0 | 0 | 20426 | 20426 | 2330 | 2020 | solar PV | TRUE
62372 | N | . | BWC Pocasset River | BWC Pocasset River, LLC | 61898 | MA | NEW | NPCC |  | 22 | 2 | NAICS-22 Non-Cogen | PV | SUN | SUN | ISNE | A |  | 0 | 0 | 0 | 0 | 0 | 0 | 0 | 0 | 0 | 0 | 0 | 0 | 0 | 0 | 0 | 0 | 0 | 0 | 0 | 0 | 0 | 0 | 0 | 0 | 0 | 0 | 0 | 0 | 0 | 0 | 0 | 0 | 0 | 0 | 0 | 0 | 973 | 1275 | 1939 | 1860 | 2622 | 2477 | 2439 | 2306 | 2002 | 1456 | 1041 | 792 | 973 | 1275 | 1939 | 1860 | 2622 | 2477 | 2439 | 2306 | 2002 | 1456 | 1041 | 792 | 110.997 | 145.39 | 221.223 | 212.109 | 299.034 | 282.526 | 278.227 | 263.009 | 228.359 | 166.025 | 118.737 | 90.364 | 0 | 0 | 21182 | 21182 | 2416 | 2020 | solar PV | TRUE
62373 | N | . | I25 Battery Storage | United Power, Inc | 19499 | CO | MTN | WECC |  | 22 | 1 | Electric Utility | BA | MWH | OTH | WACM | M | megawatthours | 130 | 38 | 40 | 70 | 85 | 110 | 146 | 90 | 47 | 42 | 18 | 139 | 130 | 38 | 40 | 70 | 85 | 110 | 146 | 90 | 47 | 42 | 18 | 139 | 0 | 0 | 0 | 0 | 0 | 0 | 0 | 0 | 0 | 0 | 0 | 0 | 0 | 0 | 0 | 0 | 0 | 0 | 0 | 0 | 0 | 0 | 0 | 0 | 0 | 0 | 0 | 0 | 0 | 0 | 0 | 0 | 0 | 0 | 0 | 0 | -18 | -6 | -8 | -8 | -11 | -17 | -18 | -11 | -7 | -6 | -4 | -19 | 955 | 955 | 0 | 0 | -133 | 2020 | other | TRUE
62374 | N | . | JBAB - Washington DC | JBAB Solar I, LLC. | 61907 | DC | SAT | RFC |  | 22 | 2 | NAICS-22 Non-Cogen | PV | SUN | SUN | PJM | A |  | 0 | 0 | 0 | 0 | 0 | 0 | 0 | 0 | 0 | 0 | 0 | 0 | 0 | 0 | 0 | 0 | 0 | 0 | 0 | 0 | 0 | 0 | 0 | 0 | 0 | 0 | 0 | 0 | 0 | 0 | 0 | 0 | 0 | 0 | 0 | 0 | 4958 | 5261 | 6965 | 7671 | 8531 | 7758 | 8313 | 7264 | 6142 | 6075 | 5152 | 5006 | 4958 | 5261 | 6965 | 7671 | 8531 | 7758 | 8313 | 7264 | 6142 | 6075 | 5152 | 5006 | 565.497 | 600.064 | 794.443 | 874.934 | 973.071 | 884.928 | 948.237 | 828.601 | 700.624 | 692.987 | 587.626 | 570.988 | 0 | 0 | 79096 | 79096 | 9022 | 2020 | solar PV | TRUE
62375 | N | . | Dougherty County Solar, LLC | Dougherty County Solar, LLC | 61911 | GA | SAT | SERC |  | 22 | 2 | NAICS-22 Non-Cogen | PV | SUN | SUN | SOCO | M |  | 0 | 0 | 0 | 0 | 0 | 0 | 0 | 0 | 0 | 0 | 0 | 0 | 0 | 0 | 0 | 0 | 0 | 0 | 0 | 0 | 0 | 0 | 0 | 0 | 0 | 0 | 0 | 0 | 0 | 0 | 0 | 0 | 0 | 0 | 0 | 0 | 133592 | 143980 | 191454 | 245011 | 282289 | 249106 | 260169 | 245064 | 182731 | 188061 | 154071 | 146549 | 133592 | 143980 | 191454 | 245011 | 282289 | 249106 | 260169 | 245064 | 182731 | 188061 | 154071 | 146549 | 15238 | 16423 | 21838 | 27947 | 32199 | 28414 | 29676 | 27953 | 20843 | 21451 | 17574 | 16716 | 0 | 0 | 2422077 | 2422077 | 276272 | 2020 | solar PV | TRUE
62376 | N | . | Grazing Yak Solar | Grazing Yak Solar, LLC | 61912 | CO | MTN | WECC |  | 22 | 2 | NAICS-22 Non-Cogen | PV | SUN | SUN | WACM | M |  | 0 | 0 | 0 | 0 | 0 | 0 | 0 | 0 | 0 | 0 | 0 | 0 | 0 | 0 | 0 | 0 | 0 | 0 | 0 | 0 | 0 | 0 | 0 | 0 | 0 | 0 | 0 | 0 | 0 | 0 | 0 | 0 | 0 | 0 | 0 | 0 | 40048 | 45922 | 66357 | 71784 | 85469 | 81174 | 83471 | 71320 | 70346 | 55776 | 49253 | 36506 | 40048 | 45922 | 66357 | 71784 | 85469 | 81174 | 83471 | 71320 | 70346 | 55776 | 49253 | 36506 | 4568 | 5238 | 7569 | 8188 | 9749 | 9259 | 9521 | 8135 | 8024 | 6362 | 5618 | 4164 | 0 | 0 | 757426 | 757426 | 86395 | 2020 | solar PV | TRUE
62377 | N | . | Moody Air Force Base Solar | Georgia Power Co | 7140 | GA | SAT | SERC |  | 22 | 1 | Electric Utility | PV | SUN | SUN | SOCO | M |  | . | . | . | . | . | 0 | 0 | 0 | 0 | 0 | 0 | 0 | . | . | . | . | . | 0 | 0 | 0 | 0 | 0 | 0 | 0 | . | . | . | . | . | 0 | 0 | 0 | 0 | 0 | 0 | 0 | . | . | . | . | . | 63999 | 79797 | 78789 | 64367 | 65376 | 58511 | 55907 | . | . | . | . | . | 63999 | 79797 | 78789 | 64367 | 65376 | 58511 | 55907 | . | . | . | . | . | 7300 | 9102 | 8987 | 7342 | 7457 | 6674 | 6377 | 0 | 0 | 466746 | 466746 | 53239 | 2020 | solar PV | TRUE
62378 | N | . | CFW Solar X LLC - Vaughn | Valta Energy | 61980 | CA | PACC | WECC |  | 22 | 2 | NAICS-22 Non-Cogen | PV | SUN | SUN | LDWP | A |  | 0 | 0 | 0 | 0 | 0 | 0 | 0 | 0 | 0 | 0 | 0 | 0 | 0 | 0 | 0 | 0 | 0 | 0 | 0 | 0 | 0 | 0 | 0 | 0 | 0 | 0 | 0 | 0 | 0 | 0 | 0 | 0 | 0 | 0 | 0 | 0 | 1520 | 2060 | 2016 | 2541 | 3326 | 3312 | 3741 | 3099 | 2433 | 2249 | 1778 | 1408 | 1520 | 2060 | 2016 | 2541 | 3326 | 3312 | 3741 | 3099 | 2433 | 2249 | 1778 | 1408 | 173.382 | 235.026 | 229.987 | 289.849 | 379.339 | 377.746 | 426.671 | 353.485 | 277.555 | 256.552 | 202.823 | 160.585 | 0 | 0 | 29483 | 29483 | 3363 | 2020 | solar PV | TRUE
62380 | N | . | Emmons-Logan Wind, LLC | Emmons-Logan Wind, LLC | 61915 | ND | WNC | MRO |  | 22 | 2 | NAICS-22 Non-Cogen | WT | WND | WND | MISO | M |  | 0 | 0 | 0 | 0 | 0 | 0 | 0 | 0 | 0 | 0 | 0 | 0 | 0 | 0 | 0 | 0 | 0 | 0 | 0 | 0 | 0 | 0 | 0 | 0 | 0 | 0 | 0 | 0 | 0 | 0 | 0 | 0 | 0 | 0 | 0 | 0 | 573826 | 631224 | 656420 | 553110 | 611305 | 649021 | 508565 | 540258 | 736086 | 687841 | 815050 | 747597 | 573826 | 631224 | 656420 | 553110 | 611305 | 649021 | 508565 | 540258 | 736086 | 687841 | 815050 | 747597 | 65453 | 72000 | 74874 | 63090 | 69728 | 74030 | 58009 | 61624 | 83961 | 78458 | 92968 | 85274 | 0 | 0 | 7710303 | 7710303 | 879469 | 2020 | onshore wind | TRUE
62381 | N | . | GMP Solar/Storage-Milton Hybrid | Green Mountain Power Corp | 7601 | VT | NEW | NPCC |  | 22 | 1 | Electric Utility | BA | MWH | OTH | ISNE | M | megawatthours | 63 | 74 | 149 | 79 | 147 | 160 | 201 | 151 | 84 | 133 | 132 | 134 | 63 | 74 | 149 | 79 | 147 | 160 | 201 | 151 | 84 | 133 | 132 | 134 | 0 | 0 | 0 | 0 | 0 | 0 | 0 | 0 | 0 | 0 | 0 | 0 | 0 | 0 | 0 | 0 | 0 | 0 | 0 | 0 | 0 | 0 | 0 | 0 | 0 | 0 | 0 | 0 | 0 | 0 | 0 | 0 | 0 | 0 | 0 | 0 | -29 | -68 | -136 | -65 | -145 | -157 | -200 | -147 | -80 | -127 | -127 | -91 | 1507 | 1507 | 0 | 0 | -1372 | 2020 | other | TRUE
62381 | N | . | GMP Solar/Storage-Milton Hybrid | Green Mountain Power Corp | 7601 | VT | NEW | NPCC |  | 22 | 1 | Electric Utility | PV | SUN | SUN | ISNE | M |  | 0 | 0 | 0 | 0 | 0 | 0 | 0 | 0 | 0 | 0 | 0 | 0 | 0 | 0 | 0 | 0 | 0 | 0 | 0 | 0 | 0 | 0 | 0 | 0 | 0 | 0 | 0 | 0 | 0 | 0 | 0 | 0 | 0 | 0 | 0 | 0 | 1192 | 3472 | 6488 | 7075 | 9249 | 8837 | 9109 | 7093 | 4287 | 4506 | 2604 | 1306 | 1192 | 3472 | 6488 | 7075 | 9249 | 8837 | 9109 | 7093 | 4287 | 4506 | 2604 | 1306 | 136 | 396 | 740 | 807 | 1055 | 1008 | 1039 | 809 | 489 | 514 | 297 | 149 | 0 | 0 | 65218 | 65218 | 7439 | 2020 | solar PV | TRUE
62382 | N | . | GMP Solar/Storage-Ferrisburgh Hybrid | Green Mountain Power Corp | 7601 | VT | NEW | NPCC |  | 22 | 1 | Electric Utility | BA | MWH | OTH | ISNE | M | megawatthours | 84 | 75 | 153 | 78 | 172 | 161 | 147 | 146 | 51 | 139 | 127 | 142 | 84 | 75 | 153 | 78 | 172 | 161 | 147 | 146 | 51 | 139 | 127 | 142 | 0 | 0 | 0 | 0 | 0 | 0 | 0 | 0 | 0 | 0 | 0 | 0 | 0 | 0 | 0 | 0 | 0 | 0 | 0 | 0 | 0 | 0 | 0 | 0 | 0 | 0 | 0 | 0 | 0 | 0 | 0 | 0 | 0 | 0 | 0 | 0 | -64 | -69 | -140 | -64 | -168 | -160 | -143 | -146 | -51 | -136 | -124 | -106 | 1475 | 1475 | 0 | 0 | -1371 | 2020 | other | TRUE
62382 | N | . | GMP Solar/Storage-Ferrisburgh Hybrid | Green Mountain Power Corp | 7601 | VT | NEW | NPCC |  | 22 | 1 | Electric Utility | PV | SUN | SUN | ISNE | M |  | 0 | 0 | 0 | 0 | 0 | 0 | 0 | 0 | 0 | 0 | 0 | 0 | 0 | 0 | 0 | 0 | 0 | 0 | 0 | 0 | 0 | 0 | 0 | 0 | 0 | 0 | 0 | 0 | 0 | 0 | 0 | 0 | 0 | 0 | 0 | 0 | 2008 | 3875 | 6672 | 7680 | 11108 | 10424 | 10678 | 9749 | 2814 | 4401 | 2656 | 1306 | 2008 | 3875 | 6672 | 7680 | 11108 | 10424 | 10678 | 9749 | 2814 | 4401 | 2656 | 1306 | 229 | 442 | 761 | 876 | 1267 | 1189 | 1218 | 1112 | 321 | 502 | 303 | 149 | 0 | 0 | 73371 | 73371 | 8369 | 2020 | solar PV | TRUE
62383 | N | . | GMP Solar/Storage-Essex Hybrid | Green Mountain Power Corp | 7601 | VT | NEW | NPCC |  | 22 | 1 | Electric Utility | BA | MWH | OTH | ISNE | M | megawatthours | 61 | 70 | 140 | 82 | 180 | 162 | 142 | 124 | 141 | 140 | 132 | 128 | 61 | 70 | 140 | 82 | 180 | 162 | 142 | 124 | 141 | 140 | 132 | 128 | 0 | 0 | 0 | 0 | 0 | 0 | 0 | 0 | 0 | 0 | 0 | 0 | 0 | 0 | 0 | 0 | 0 | 0 | 0 | 0 | 0 | 0 | 0 | 0 | 0 | 0 | 0 | 0 | 0 | 0 | 0 | 0 | 0 | 0 | 0 | 0 | -27 | -64 | -128 | -68 | -174 | -161 | -139 | -123 | -138 | -135 | -122 | -90 | 1502 | 1502 | 0 | 0 | -1369 | 2020 | other | TRUE
62383 | N | . | GMP Solar/Storage-Essex Hybrid | Green Mountain Power Corp | 7601 | VT | NEW | NPCC |  | 22 | 1 | Electric Utility | PV | SUN | SUN | ISNE | M |  | 0 | 0 | 0 | 0 | 0 | 0 | 0 | 0 | 0 | 0 | 0 | 0 | 0 | 0 | 0 | 0 | 0 | 0 | 0 | 0 | 0 | 0 | 0 | 0 | 0 | 0 | 0 | 0 | 0 | 0 | 0 | 0 | 0 | 0 | 0 | 0 | 1096 | 3156 | 5813 | 6374 | 8451 | 7925 | 8399 | 6733 | 6786 | 4454 | 2358 | 1017 | 1096 | 3156 | 5813 | 6374 | 8451 | 7925 | 8399 | 6733 | 6786 | 4454 | 2358 | 1017 | 125 | 360 | 663 | 727 | 964 | 904 | 958 | 768 | 774 | 508 | 269 | 116 | 0 | 0 | 62562 | 62562 | 7136 | 2020 | solar PV | TRUE
62389 | N | . | Pasto Solar | Spencer-Tioga Solar, LLC | 61916 | NY | MAT | NPCC |  | 22 | 2 | NAICS-22 Non-Cogen | PV | SUN | SUN | NYIS | A |  | 0 | 0 | 0 | 0 | 0 | 0 | 0 | 0 | 0 | 0 | 0 | 0 | 0 | 0 | 0 | 0 | 0 | 0 | 0 | 0 | 0 | 0 | 0 | 0 | 0 | 0 | 0 | 0 | 0 | 0 | 0 | 0 | 0 | 0 | 0 | 0 | 12873 | 14373 | 20782 | 20838 | 27365 | 27509 | 26164 | 22215 | 21847 | 15510 | 14284 | 9662 | 12873 | 14373 | 20782 | 20838 | 27365 | 27509 | 26164 | 22215 | 21847 | 15510 | 14284 | 9662 | 1468.389 | 1639.4 | 2370.428 | 2376.909 | 3121.34 | 3137.838 | 2984.356 | 2533.926 | 2491.946 | 1769.167 | 1629.236 | 1102.065 | 0 | 0 | 233422 | 233422 | 26625 | 2020 | solar PV | TRUE
62392 | N | . | Guyton Community Solar | Georgia Power Co | 7140 | GA | SAT | SERC |  | 22 | 1 | Electric Utility | PV | SUN | SUN | SOCO | A |  | 0 | 0 | 0 | 0 | 0 | 0 | 0 | 0 | 0 | 0 | 0 | 0 | 0 | 0 | 0 | 0 | 0 | 0 | 0 | 0 | 0 | 0 | 0 | 0 | 0 | 0 | 0 | 0 | 0 | 0 | 0 | 0 | 0 | 0 | 0 | 0 | 3876 | 3993 | 5490 | 6709 | 7761 | 6579 | 7124 | 6485 | 5113 | 5218 | 4340 | 4176 | 3876 | 3993 | 5490 | 6709 | 7761 | 6579 | 7124 | 6485 | 5113 | 5218 | 4340 | 4176 | 442.088 | 455.487 | 626.243 | 765.273 | 885.3 | 750.411 | 812.632 | 739.759 | 583.243 | 595.242 | 494.997 | 476.325 | 0 | 0 | 66864 | 66864 | 7627 | 2020 | solar PV | TRUE
62393 | N | . | Atlanta Falcons Solar | Georgia Power Co | 7140 | GA | SAT | SERC |  | 22 | 1 | Electric Utility | PV | SUN | SUN | SOCO | A |  | 0 | 0 | 0 | 0 | 0 | 0 | 0 | 0 | 0 | 0 | 0 | 0 | 0 | 0 | 0 | 0 | 0 | 0 | 0 | 0 | 0 | 0 | 0 | 0 | 0 | 0 | 0 | 0 | 0 | 0 | 0 | 0 | 0 | 0 | 0 | 0 | 619 | 638 | 877 | 1072 | 1240 | 1051 | 1139 | 1037 | 817 | 834 | 694 | 667 | 619 | 638 | 877 | 1072 | 1240 | 1051 | 1139 | 1037 | 817 | 834 | 694 | 667 | 70.658 | 72.799 | 100.09 | 122.311 | 141.495 | 119.936 | 129.88 | 118.233 | 93.218 | 95.136 | 79.114 | 76.13 | 0 | 0 | 10685 | 10685 | 1219 | 2020 | solar PV | TRUE
62394 | N | . | Sweetbay Solar Center | Florida Power & Light Co | 6452 | FL | SAT | SERC |  | 22 | 1 | Electric Utility | PV | SUN | SUN | FPL | M |  | 0 | 0 | 0 | 0 | 0 | 0 | 0 | 0 | 0 | 0 | 0 | 0 | 0 | 0 | 0 | 0 | 0 | 0 | 0 | 0 | 0 | 0 | 0 | 0 | 0 | 0 | 0 | 0 | 0 | 0 | 0 | 0 | 0 | 0 | 0 | 0 | 55460 | 95096 | 122650 | 108097 | 117969 | 107168 | 115812 | 113077 | 100891 | 88240 | 80420 | 90344 | 55460 | 95096 | 122650 | 108097 | 117969 | 107168 | 115812 | 113077 | 100891 | 88240 | 80420 | 90344 | 6326 | 10847 | 13990 | 12330 | 13456 | 12224 | 13210 | 12898 | 11508 | 10065 | 9173 | 10305 | 0 | 0 | 1195224 | 1195224 | 136332 | 2020 | solar PV | TRUE
62395 | N | . | Bell Bay Solar Farm | Bell Bay Solar Farm | 61927 | SC | SAT | SERC |  | 22 | 1 | Electric Utility | PV | SUN | SUN | SC | A |  | 0 | 0 | 0 | 0 | 0 | 0 | 0 | 0 | 0 | 0 | 0 | 0 | 0 | 0 | 0 | 0 | 0 | 0 | 0 | 0 | 0 | 0 | 0 | 0 | 0 | 0 | 0 | 0 | 0 | 0 | 0 | 0 | 0 | 0 | 0 | 0 | 1311 | 1382 | 1766 | 2252 | 2492 | 2184 | 2481 | 2082 | 1763 | 1744 | 1382 | 1306 | 1311 | 1382 | 1766 | 2252 | 2492 | 2184 | 2481 | 2082 | 1763 | 1744 | 1382 | 1306 | 149.546 | 157.647 | 201.396 | 256.859 | 284.294 | 249.135 | 283.025 | 237.475 | 201.045 | 198.958 | 157.625 | 148.995 | 0 | 0 | 22145 | 22145 | 2526 | 2020 | solar PV | TRUE
62396 | N | . | Jamison Solar Farm | Jamison Solar Farm | 61928 | SC | SAT | SERC |  | 22 | 1 | Electric Utility | PV | SUN | SUN | SC | A |  | 0 | 0 | 0 | 0 | 0 | 0 | 0 | 0 | 0 | 0 | 0 | 0 | 0 | 0 | 0 | 0 | 0 | 0 | 0 | 0 | 0 | 0 | 0 | 0 | 0 | 0 | 0 | 0 | 0 | 0 | 0 | 0 | 0 | 0 | 0 | 0 | 1062 | 1119 | 1430 | 1824 | 2019 | 1769 | 2010 | 1686 | 1428 | 1413 | 1119 | 1058 | 1062 | 1119 | 1430 | 1824 | 2019 | 1769 | 2010 | 1686 | 1428 | 1413 | 1119 | 1058 | 121.128 | 127.69 | 163.126 | 208.05 | 230.271 | 201.793 | 229.244 | 192.349 | 162.842 | 161.151 | 127.673 | 120.683 | 0 | 0 | 17937 | 17937 | 2046 | 2020 | solar PV | TRUE
62397 | N | . | Runway Solar Farm | Runway Solar Farm | 61929 | SC | SAT | SERC |  | 22 | 1 | Electric Utility | PV | SUN | SUN | SC | A |  | 0 | 0 | 0 | 0 | 0 | 0 | 0 | 0 | 0 | 0 | 0 | 0 | 0 | 0 | 0 | 0 | 0 | 0 | 0 | 0 | 0 | 0 | 0 | 0 | 0 | 0 | 0 | 0 | 0 | 0 | 0 | 0 | 0 | 0 | 0 | 0 | 1109 | 1169 | 1493 | 1904 | 2108 | 1847 | 2098 | 1761 | 1490 | 1475 | 1169 | 1105 | 1109 | 1169 | 1493 | 1904 | 2108 | 1847 | 2098 | 1761 | 1490 | 1475 | 1169 | 1105 | 126.457 | 133.307 | 170.301 | 217.202 | 240.4 | 210.67 | 239.328 | 200.81 | 170.005 | 168.24 | 133.289 | 125.991 | 0 | 0 | 18728 | 18728 | 2136 | 2020 | solar PV | TRUE
62398 | N | . | Albert Einstein College of Medicine | Albert Einstein College of Medicine | 61936 | NY | MAT | NPCC |  | 622 | 4 | Commercial NAICS Non-Cogen | IC | DFO | DFO | NYIS | A | barrels | 5 | 5 | 4 | 3 | 6 | 2 | 4 | 2 | 4 | 2 | 6 | 7 | 5 | 5 | 4 | 3 | 6 | 2 | 4 | 2 | 4 | 2 | 6 | 7 | 5.5 | 5.5 | 5.5 | 5.5 | 5.5 | 5.5 | 5.5 | 5.5 | 5.5 | 5.5 | 5.5 | 5.5 | 28 | 28 | 22 | 17 | 33 | 11 | 22 | 11 | 22 | 11 | 33 | 39 | 28 | 28 | 22 | 17 | 33 | 11 | 22 | 11 | 22 | 11 | 33 | 39 | 0.724 | 0.544 | 0.46 | 0.327 | 0.692 | 0.287 | 0.477 | 0.193 | 0.502 | 0.287 | 0.694 | 0.813 | 50 | 50 | 277 | 277 | 6 | 2020 | petroleum | FALSE
62399 | N | . | Sage Solar I-III | CI III VK I TE Partnership LLC | 61934 | UT | MTN | WECC |  | 22 | 2 | NAICS-22 Non-Cogen | PV | SUN | SUN | PACE | M |  | 0 | 0 | 0 | 0 | 0 | 0 | 0 | 0 | 0 | 0 | 0 | 0 | 0 | 0 | 0 | 0 | 0 | 0 | 0 | 0 | 0 | 0 | 0 | 0 | 0 | 0 | 0 | 0 | 0 | 0 | 0 | 0 | 0 | 0 | 0 | 0 | 53181 | 87977 | 109561 | 112630 | 140570 | 142288 | 171614 | 149916 | 122948 | 98488 | 64727 | 51033 | 53181 | 87977 | 109561 | 112630 | 140570 | 142288 | 171614 | 149916 | 122948 | 98488 | 64727 | 51033 | 6066 | 10035 | 12497 | 12847 | 16034 | 16230 | 19575 | 17100 | 14024 | 11234 | 7383 | 5821 | 0 | 0 | 1304933 | 1304933 | 148846 | 2020 | solar PV | TRUE
62405 | N | . | UMCES Ground Mount | Standard Solar | 60531 | MD | SAT | RFC |  | 22 | 2 | NAICS-22 Non-Cogen | PV | SUN | SUN | PJM | A |  | 0 | 0 | 0 | 0 | 0 | 0 | 0 | 0 | 0 | 0 | 0 | 0 | 0 | 0 | 0 | 0 | 0 | 0 | 0 | 0 | 0 | 0 | 0 | 0 | 0 | 0 | 0 | 0 | 0 | 0 | 0 | 0 | 0 | 0 | 0 | 0 | 1470 | 1669 | 2121 | 2379 | 2719 | 2930 | 2911 | 2427 | 2154 | 1848 | 1669 | 1231 | 1470 | 1669 | 2121 | 2379 | 2719 | 2930 | 2911 | 2427 | 2154 | 1848 | 1669 | 1231 | 167.637 | 190.418 | 241.905 | 271.358 | 310.197 | 334.247 | 332.091 | 276.863 | 245.672 | 210.84 | 190.406 | 140.366 | 0 | 0 | 25528 | 25528 | 2912 | 2020 | solar PV | TRUE
62406 | N | . | City of Gallup Solar | Standard Solar | 60531 | NM | MTN | WECC |  | 22 | 2 | NAICS-22 Non-Cogen | PV | SUN | SUN | PNM | A |  | 0 | 0 | 0 | 0 | 0 | 0 | 0 | 0 | 0 | 0 | 0 | 0 | 0 | 0 | 0 | 0 | 0 | 0 | 0 | 0 | 0 | 0 | 0 | 0 | 0 | 0 | 0 | 0 | 0 | 0 | 0 | 0 | 0 | 0 | 0 | 0 | 9003 | 9456 | 10807 | 15028 | 16752 | 15742 | 15393 | 14539 | 12801 | 12242 | 9836 | 9070 | 9003 | 9456 | 10807 | 15028 | 16752 | 15742 | 15393 | 14539 | 12801 | 12242 | 9836 | 9070 | 1026.918 | 1078.569 | 1232.673 | 1714.198 | 1910.783 | 1795.61 | 1755.805 | 1658.387 | 1460.132 | 1396.37 | 1121.951 | 1034.604 | 0 | 0 | 150669 | 150669 | 17186 | 2020 | solar PV | TRUE
62407 | N | . | Anne Arundel County Public Schools | Standard Solar | 60531 | MD | SAT | RFC |  | 22 | 2 | NAICS-22 Non-Cogen | PV | SUN | SUN | PJM | A |  | 0 | 0 | 0 | 0 | 0 | 0 | 0 | 0 | 0 | 0 | 0 | 0 | 0 | 0 | 0 | 0 | 0 | 0 | 0 | 0 | 0 | 0 | 0 | 0 | 0 | 0 | 0 | 0 | 0 | 0 | 0 | 0 | 0 | 0 | 0 | 0 | 940 | 1067 | 1356 | 1521 | 1739 | 1874 | 1862 | 1552 | 1377 | 1182 | 1067 | 787 | 940 | 1067 | 1356 | 1521 | 1739 | 1874 | 1862 | 1552 | 1377 | 1182 | 1067 | 787 | 107.194 | 121.758 | 154.679 | 173.512 | 198.347 | 213.725 | 212.346 | 177.032 | 157.088 | 134.816 | 121.75 | 89.753 | 0 | 0 | 16324 | 16324 | 1862 | 2020 | solar PV | TRUE
62408 | N | . | Fort Indiantown Gap | Standard Solar | 60531 | PA | MAT | RFC |  | 22 | 2 | NAICS-22 Non-Cogen | PV | SUN | SUN | PJM | A |  | 0 | 0 | 0 | 0 | 0 | 0 | 0 | 0 | 0 | 0 | 0 | 0 | 0 | 0 | 0 | 0 | 0 | 0 | 0 | 0 | 0 | 0 | 0 | 0 | 0 | 0 | 0 | 0 | 0 | 0 | 0 | 0 | 0 | 0 | 0 | 0 | 2212 | 2658 | 3961 | 3976 | 5022 | 5255 | 4946 | 4558 | 3939 | 2952 | 2707 | 1701 | 2212 | 2658 | 3961 | 3976 | 5022 | 5255 | 4946 | 4558 | 3939 | 2952 | 2707 | 1701 | 252.365 | 303.22 | 451.801 | 453.555 | 572.802 | 599.425 | 564.193 | 519.874 | 449.25 | 336.699 | 308.8 | 194.016 | 0 | 0 | 43887 | 43887 | 5006 | 2020 | solar PV | TRUE
62409 | N | . | Waynesboro Community Solar | Georgia Power Co | 7140 | GA | SAT | SERC |  | 22 | 1 | Electric Utility | PV | SUN | SUN | SOCO | A |  | 0 | 0 | 0 | 0 | 0 | 0 | 0 | 0 | 0 | 0 | 0 | 0 | 0 | 0 | 0 | 0 | 0 | 0 | 0 | 0 | 0 | 0 | 0 | 0 | 0 | 0 | 0 | 0 | 0 | 0 | 0 | 0 | 0 | 0 | 0 | 0 | 2284 | 2353 | 3235 | 3953 | 4573 | 3876 | 4198 | 3821 | 3013 | 3075 | 2557 | 2461 | 2284 | 2353 | 3235 | 3953 | 4573 | 3876 | 4198 | 3821 | 3013 | 3075 | 2557 | 2461 | 260.489 | 268.383 | 368.996 | 450.916 | 521.639 | 442.159 | 478.821 | 435.883 | 343.66 | 350.73 | 291.663 | 280.661 | 0 | 0 | 39399 | 39399 | 4494 | 2020 | solar PV | TRUE
62412 | N | . | Daum Solar | Middlesex-Yates Solar, LLC | 61925 | NY | MAT | NPCC |  | 22 | 2 | NAICS-22 Non-Cogen | PV | SUN | SUN | NYIS | A |  | 0 | 0 | 0 | 0 | 0 | 0 | 0 | 0 | 0 | 0 | 0 | 0 | 0 | 0 | 0 | 0 | 0 | 0 | 0 | 0 | 0 | 0 | 0 | 0 | 0 | 0 | 0 | 0 | 0 | 0 | 0 | 0 | 0 | 0 | 0 | 0 | 2990 | 3338 | 4827 | 4840 | 6356 | 6389 | 6077 | 5160 | 5074 | 3602 | 3318 | 2244 | 2990 | 3338 | 4827 | 4840 | 6356 | 6389 | 6077 | 5160 | 5074 | 3602 | 3318 | 2244 | 341.052 | 380.772 | 550.562 | 552.068 | 724.972 | 728.803 | 693.155 | 588.537 | 578.787 | 410.912 | 378.411 | 255.969 | 0 | 0 | 54215 | 54215 | 6184 | 2020 | solar PV | TRUE
62413 | N | . | Ellis Solar | Dryden-Tompkins Solar I, LLC | 61926 | NY | MAT | NPCC |  | 22 | 2 | NAICS-22 Non-Cogen | PV | SUN | SUN | NYIS | A |  | 0 | 0 | 0 | 0 | 0 | 0 | 0 | 0 | 0 | 0 | 0 | 0 | 0 | 0 | 0 | 0 | 0 | 0 | 0 | 0 | 0 | 0 | 0 | 0 | 0 | 0 | 0 | 0 | 0 | 0 | 0 | 0 | 0 | 0 | 0 | 0 | 14121 | 15765 | 22795 | 22858 | 30016 | 30175 | 28699 | 24368 | 23964 | 17013 | 15668 | 10598 | 14121 | 15765 | 22795 | 22858 | 30016 | 30175 | 28699 | 24368 | 23964 | 17013 | 15668 | 10598 | 1610.678 | 1798.26 | 2600.125 | 2607.234 | 3423.803 | 3441.898 | 3273.544 | 2779.467 | 2733.42 | 1940.602 | 1787.112 | 1208.857 | 0 | 0 | 256040 | 256040 | 29205 | 2020 | solar PV | TRUE
62414 | N | . | Lady Slipper Solar Array CSG | AEP Onsite Partners, LLC | 60571 | MN | WNC | MRO |  | 22 | 2 | NAICS-22 Non-Cogen | PV | SUN | SUN | MISO | A |  | 0 | 0 | 0 | 0 | 0 | 0 | 0 | 0 | 0 | 0 | 0 | 0 | 0 | 0 | 0 | 0 | 0 | 0 | 0 | 0 | 0 | 0 | 0 | 0 | 0 | 0 | 0 | 0 | 0 | 0 | 0 | 0 | 0 | 0 | 0 | 0 | 2121 | 4703 | 5707 | 7545 | 7848 | 8506 | 8202 | 8122 | 5727 | 4286 | 3280 | 2054 | 2121 | 4703 | 5707 | 7545 | 7848 | 8506 | 8202 | 8122 | 5727 | 4286 | 3280 | 2054 | 241.924 | 536.499 | 650.928 | 860.574 | 895.174 | 970.269 | 935.601 | 926.427 | 653.295 | 488.902 | 374.154 | 234.253 | 0 | 0 | 68101 | 68101 | 7768 | 2020 | solar PV | TRUE
62415 | N | . | West of the Pecos Solar | West of the Pecos Solar | 64001 | TX | WSC | TRE |  | 22 | 2 | NAICS-22 Non-Cogen | PV | SUN | SUN | ERCO | M |  | 0 | 0 | 0 | 0 | 0 | 0 | 0 | 0 | 0 | 0 | 0 | 0 | 0 | 0 | 0 | 0 | 0 | 0 | 0 | 0 | 0 | 0 | 0 | 0 | 0 | 0 | 0 | 0 | 0 | 0 | 0 | 0 | 0 | 0 | 0 | 0 | 128296 | 134652 | 154229 | 207138 | 245695 | 245853 | 232282 | 205665 | 186518 | 173929 | 130672 | 122966 | 128296 | 134652 | 154229 | 207138 | 245695 | 245853 | 232282 | 205665 | 186518 | 173929 | 130672 | 122966 | 14634 | 15359 | 17592 | 23627 | 28025 | 28043 | 26495 | 23459 | 21275 | 19839 | 14905 | 14026 | 0 | 0 | 2167895 | 2167895 | 247279 | 2020 | solar PV | TRUE
62417 | N | . | Peyton Creek Wind Farm LLC | RWE Renewables Americas LLC | 56215 | TX | WSC | TRE |  | 22 | 2 | NAICS-22 Non-Cogen | WT | WND | WND | ERCO | M |  | . | . | . | . | . | 0 | 0 | 0 | 0 | 0 | 0 | 0 | . | . | . | . | . | 0 | 0 | 0 | 0 | 0 | 0 | 0 | . | . | . | . | . | 0 | 0 | 0 | 0 | 0 | 0 | 0 | . | . | . | . | . | 242171 | 252411 | 171027 | 271944 | 234807 | 253919 | 376069 | . | . | . | . | . | 242171 | 252411 | 171027 | 271944 | 234807 | 253919 | 376069 | . | . | . | . | . | 27623 | 28791 | 19508 | 31019 | 26783 | 28963 | 42896 | 0 | 0 | 1802348 | 1802348 | 205583 | 2020 | onshore wind | TRUE
62418 | N | . | Verwey-Hanford Dairy Digester #2 | Hanford Renewable Energy LLC | 61952 | CA | PACC | WECC |  | 22 | 2 | NAICS-22 Non-Cogen | IC | OBG | ORW | CISO | A | Mcf | 11486 | 10332 | 10887 | 10189 | 10823 | 9976 | 11204 | 10697 | 10610 | 10211 | 10280 | 9182 | 11486 | 10332 | 10887 | 10189 | 10823 | 9976 | 11204 | 10697 | 10610 | 10211 | 10280 | 9182 | 0.58 | 0.58 | 0.58 | 0.58 | 0.58 | 0.58 | 0.58 | 0.58 | 0.58 | 0.58 | 0.58 | 0.58 | 6662 | 5993 | 6314 | 5910 | 6277 | 5786 | 6498 | 6204 | 6154 | 5922 | 5962 | 5326 | 6662 | 5993 | 6314 | 5910 | 6277 | 5786 | 6498 | 6204 | 6154 | 5922 | 5962 | 5326 | 540.64 | 486.314 | 512.433 | 479.59 | 509.459 | 469.557 | 527.368 | 503.507 | 499.421 | 480.646 | 483.886 | 432.179 | 125877 | 125877 | 73008 | 73008 | 5925 | 2020 | biomass | TRUE
62419 | N | . | Verwey-Hanford Dairy Digester #3 | Hanford Renewable Energy LLC | 61952 | CA | PACC | WECC |  | 22 | 2 | NAICS-22 Non-Cogen | IC | OBG | ORW | CISO | A | Mcf | 11889 | 10695 | 11269 | 10547 | 11204 | 10326 | 11598 | 11073 | 10983 | 10570 | 10641 | 9504 | 11889 | 10695 | 11269 | 10547 | 11204 | 10326 | 11598 | 11073 | 10983 | 10570 | 10641 | 9504 | 0.58 | 0.58 | 0.58 | 0.58 | 0.58 | 0.58 | 0.58 | 0.58 | 0.58 | 0.58 | 0.58 | 0.58 | 6896 | 6203 | 6536 | 6117 | 6498 | 5989 | 6727 | 6422 | 6370 | 6131 | 6172 | 5512 | 6896 | 6203 | 6536 | 6117 | 6498 | 5989 | 6727 | 6422 | 6370 | 6131 | 6172 | 5512 | 519.835 | 467.6 | 492.714 | 461.135 | 489.854 | 451.488 | 507.074 | 484.131 | 480.203 | 462.151 | 465.266 | 415.549 | 130299 | 130299 | 75573 | 75573 | 5697 | 2020 | biomass | TRUE
62421 | N | . | NYP-Hudson Valley Hospital Center | NYP-Hudson Valley Hospital Center | 61947 | NY | MAT | NPCC |  | 622 | 4 | Commercial NAICS Non-Cogen | IC | DFO | DFO | NYIS | A | barrels | 7 | 6 | 5 | 3 | 7 | 3 | 5 | 2 | 5 | 3 | 7 | 8 | 7 | 6 | 5 | 3 | 7 | 3 | 5 | 2 | 5 | 3 | 7 | 8 | 5.5 | 5.5 | 5.5 | 5.5 | 5.5 | 5.5 | 5.5 | 5.5 | 5.5 | 5.5 | 5.5 | 5.5 | 39 | 33 | 28 | 17 | 39 | 17 | 28 | 11 | 28 | 17 | 39 | 44 | 39 | 33 | 28 | 17 | 39 | 17 | 28 | 11 | 28 | 17 | 39 | 44 | 3.504 | 2.628 | 2.225 | 1.581 | 3.343 | 1.386 | 2.305 | 0.933 | 2.424 | 1.386 | 3.354 | 3.931 | 61 | 61 | 340 | 340 | 29 | 2020 | petroleum | FALSE
62422 | N | . | Assembly Solar Project | Assembly Solar I, LLC | 61949 | MI | ENC | RFC |  | 22 | 2 | NAICS-22 Non-Cogen | PV | SUN | SUN | MISO | M |  | . | . | . | . | . | . | . | . | . | . | . | 0 | . | . | . | . | . | . | . | . | . | . | . | 0 | . | . | . | . | . | . | . | . | . | . | . | 0 | . | . | . | . | . | . | . | . | . | . | . | 14018 | . | . | . | . | . | . | . | . | . | . | . | 14018 | . | . | . | . | . | . | . | . | . | . | . | 1599 | 0 | 0 | 14018 | 14018 | 1599 | 2020 | solar PV | TRUE
62423 | N | . | Regeneron Pharmaceuticals Inc. | Regeneron Pharmaceuticals Inc. | 61948 | NY | MAT | NPCC |  | 622 | 4 | Commercial NAICS Non-Cogen | IC | DFO | DFO | NYIS | A | barrels | 51 | 39 | 33 | 23 | 49 | 20 | 34 | 14 | 36 | 20 | 49 | 58 | 51 | 39 | 33 | 23 | 49 | 20 | 34 | 14 | 36 | 20 | 49 | 58 | 5.5 | 5.5 | 5.5 | 5.5 | 5.5 | 5.5 | 5.5 | 5.5 | 5.5 | 5.5 | 5.5 | 5.5 | 281 | 215 | 182 | 127 | 270 | 110 | 187 | 77 | 198 | 110 | 270 | 319 | 281 | 215 | 182 | 127 | 270 | 110 | 187 | 77 | 198 | 110 | 270 | 319 | 37.459 | 28.088 | 23.786 | 16.901 | 35.733 | 14.813 | 24.636 | 9.97 | 25.911 | 14.813 | 35.851 | 42.012 | 426 | 426 | 2346 | 2346 | 309.973 | 2020 | petroleum | FALSE
62423 | N | . | Regeneron Pharmaceuticals Inc. | Regeneron Pharmaceuticals Inc. | 61948 | NY | MAT | NPCC |  | 622 | 4 | Commercial NAICS Non-Cogen | IC | NG | NG | NYIS | A | mcf | 15 | 14 | 14 | 10 | 11 | 18 | 26 | 23 | 18 | 14 | 14 | 14 | 15 | 14 | 14 | 10 | 11 | 18 | 26 | 23 | 18 | 14 | 14 | 14 | 1.03 | 1.03 | 1.03 | 1.03 | 1.03 | 1.03 | 1.03 | 1.03 | 1.03 | 1.03 | 1.03 | 1.03 | 15 | 14 | 14 | 10 | 11 | 19 | 27 | 24 | 19 | 14 | 14 | 14 | 15 | 14 | 14 | 10 | 11 | 19 | 27 | 24 | 19 | 14 | 14 | 14 | 2.02 | 1.898 | 1.858 | 1.326 | 1.549 | 2.464 | 3.548 | 3.161 | 2.48 | 1.857 | 1.915 | 1.951 | 191 | 191 | 195 | 195 | 26.027 | 2020 | natural gas peaker | FALSE
62424 | Y | . | Iola Powerhouse & Cogeneration Facility | Monroe County (NY) | 60791 | NY | MAT | NPCC |  | 623 | 5 | Commercial NAICS Cogen | IC | NG | NG | NYIS | A | mcf | 11881 | 11163 | 10928 | 7798 | 9112 | 14495 | 20871 | 18590 | 14587 | 10925 | 11262 | 11478 | 9225 | 8667 | 8485 | 6055 | 7075 | 11254 | 16205 | 14434 | 11326 | 8482 | 8744 | 8912 | 1.1 | 1.1 | 1.1 | 1.1 | 1.1 | 1.1 | 1.1 | 1.1 | 1.1 | 1.1 | 1.1 | 1.1 | 13069 | 12279 | 12021 | 8578 | 10023 | 15945 | 22958 | 20449 | 16046 | 12018 | 12388 | 12626 | 10147 | 9534 | 9333 | 6660 | 7782 | 12379 | 17825 | 15877 | 12459 | 9330 | 9618 | 9803 | 782.544 | 735.241 | 719.769 | 513.595 | 600.131 | 954.664 | 1374.623 | 1224.412 | 960.777 | 719.526 | 741.723 | 755.995 | 153090 | 118864 | 168400 | 130747 | 10083 | 2020 | natural gas peaker | FALSE
62431 | N | . | Willow Creek Wind Power LLC | Willow Creek Wind Power LLC | 61981 | SD | WNC | MRO |  | 22 | 2 | NAICS-22 Non-Cogen | WT | WND | WND | SWPP | M |  | . | . | . | . | . | . | . | . | 0 | 0 | 0 | 0 | . | . | . | . | . | . | . | . | 0 | 0 | 0 | 0 | . | . | . | . | . | . | . | . | 0 | 0 | 0 | 0 | . | . | . | . | . | . | . | . | 15851 | 367101 | 314367 | 341527 | . | . | . | . | . | . | . | . | 15851 | 367101 | 314367 | 341527 | . | . | . | . | . | . | . | . | 1808 | 41873 | 35858 | 38956 | 0 | 0 | 1038846 | 1038846 | 118495 | 2020 | onshore wind | TRUE
62438 | N | . | Heller 400M | Marina Energy LLC | 56997 | NJ | MAT | RFC |  | 22 | 2 | NAICS-22 Non-Cogen | PV | SUN | SUN | PJM | A |  | 0 | 0 | 0 | 0 | 0 | 0 | 0 | 0 | 0 | 0 | 0 | 0 | 0 | 0 | 0 | 0 | 0 | 0 | 0 | 0 | 0 | 0 | 0 | 0 | 0 | 0 | 0 | 0 | 0 | 0 | 0 | 0 | 0 | 0 | 0 | 0 | 676 | 760 | 1088 | 1132 | 1481 | 1555 | 1465 | 1265 | 1163 | 840 | 770 | 534 | 676 | 760 | 1088 | 1132 | 1481 | 1555 | 1465 | 1265 | 1163 | 840 | 770 | 534 | 77.158 | 86.688 | 124.157 | 129.109 | 168.969 | 177.371 | 167.056 | 144.343 | 132.627 | 95.773 | 87.883 | 60.866 | 0 | 0 | 12729 | 12729 | 1452 | 2020 | solar PV | TRUE
62439 | N | . | Owens Corning | Marina Energy LLC | 56997 | NJ | MAT | RFC |  | 22 | 2 | NAICS-22 Non-Cogen | PV | SUN | SUN | PJM | A |  | 0 | 0 | 0 | 0 | 0 | 0 | 0 | 0 | 0 | 0 | 0 | 0 | 0 | 0 | 0 | 0 | 0 | 0 | 0 | 0 | 0 | 0 | 0 | 0 | 0 | 0 | 0 | 0 | 0 | 0 | 0 | 0 | 0 | 0 | 0 | 0 | 1989 | 2234 | 3200 | 3328 | 4355 | 4572 | 4306 | 3721 | 3419 | 2469 | 2265 | 1569 | 1989 | 2234 | 3200 | 3328 | 4355 | 4572 | 4306 | 3721 | 3419 | 2469 | 2265 | 1569 | 226.851 | 254.869 | 365.031 | 379.592 | 496.783 | 521.487 | 491.159 | 424.379 | 389.935 | 281.581 | 258.383 | 178.95 | 0 | 0 | 37427 | 37427 | 4269 | 2020 | solar PV | TRUE
62440 | N | . | Techren Solar V | Techren Solar V LLC | 61954 | NV | MTN | WECC |  | 22 | 2 | NAICS-22 Non-Cogen | PV | SUN | SUN | NEVP | M |  | . | . | . | . | . | . | . | . | . | . | . | 0 | . | . | . | . | . | . | . | . | . | . | . | 0 | . | . | . | . | . | . | . | . | . | . | . | 0 | . | . | . | . | . | . | . | . | . | . | . | 52278 | . | . | . | . | . | . | . | . | . | . | . | 52278 | . | . | . | . | . | . | . | . | . | . | . | 5963 | 0 | 0 | 52278 | 52278 | 5963 | 2020 | solar PV | TRUE
62441 | N | . | Kearny Mesa Storage LLC | Kearny Mesa Storage LLC | 61957 | CA | PACC | WECC |  | 22 | 2 | NAICS-22 Non-Cogen | BA | MWH | OTH | CISO | A | megawatthours | . | 42 | 67 | 59 | 57 | 51 | 60 | 60 | 65 | 69 | 68 | 64 | . | 42 | 67 | 59 | 57 | 51 | 60 | 60 | 65 | 69 | 68 | 64 | . | 0 | 0 | 0 | 0 | 0 | 0 | 0 | 0 | 0 | 0 | 0 | . | 0 | 0 | 0 | 0 | 0 | 0 | 0 | 0 | 0 | 0 | 0 | . | 0 | 0 | 0 | 0 | 0 | 0 | 0 | 0 | 0 | 0 | 0 | . | -1.506 | -2.311 | -2.05 | -1.986 | -1.764 | -2.085 | -2.078 | -2.247 | -2.399 | -2.365 | -2.209 | 662 | 662 | 0 | 0 | -23 | 2020 | other | TRUE
62442 | N | . | Lake Region Community Hybrid, LLC | Lake Region Community Hybrid, LLC | 61893 | MN | WNC | MRO |  | 22 | 2 | NAICS-22 Non-Cogen | PV | SUN | SUN | MISO | A |  | 0 | 0 | 0 | 0 | 0 | 0 | 0 | 0 | 0 | 0 | 0 | 0 | 0 | 0 | 0 | 0 | 0 | 0 | 0 | 0 | 0 | 0 | 0 | 0 | 0 | 0 | 0 | 0 | 0 | 0 | 0 | 0 | 0 | 0 | 0 | 0 | 0 | 0 | 0 | 0 | 0 | 0 | 0 | 0 | 0 | 0 | 0 | 0 | 0 | 0 | 0 | 0 | 0 | 0 | 0 | 0 | 0 | 0 | 0 | 0 | 0 | 0 | 0 | 0 | 0 | 0 | 0 | 0 | 0 | 0 | 0 | 0 | 0 | 0 | 0 | 0 | 0 | 2020 | solar PV | TRUE
62442 | N | . | Lake Region Community Hybrid, LLC | Lake Region Community Hybrid, LLC | 61893 | MN | WNC | MRO |  | 22 | 2 | NAICS-22 Non-Cogen | WT | WND | WND | MISO | A |  | 0 | 0 | 0 | 0 | 0 | 0 | 0 | 0 | 0 | 0 | 0 | 0 | 0 | 0 | 0 | 0 | 0 | 0 | 0 | 0 | 0 | 0 | 0 | 0 | 0 | 0 | 0 | 0 | 0 | 0 | 0 | 0 | 0 | 0 | 0 | 0 | 5930 | 7652 | 7606 | 6349 | 5470 | 5945 | 4030 | 5395 | 5687 | 5790 | 6835 | 6244 | 5930 | 7652 | 7606 | 6349 | 5470 | 5945 | 4030 | 5395 | 5687 | 5790 | 6835 | 6244 | 676.385 | 872.838 | 867.565 | 724.206 | 623.88 | 678.062 | 459.653 | 615.402 | 648.72 | 660.442 | 779.666 | 712.181 | 0 | 0 | 72933 | 72933 | 8319 | 2020 | onshore wind | TRUE
62443 | N | . | Westminster | Spencer TGC Westminster, LLC | 61966 | VT | NEW | NPCC |  | 22 | 2 | NAICS-22 Non-Cogen | PV | SUN | SUN | ISNE | A |  | 0 | 0 | 0 | 0 | 0 | 0 | 0 | 0 | 0 | 0 | 0 | 0 | 0 | 0 | 0 | 0 | 0 | 0 | 0 | 0 | 0 | 0 | 0 | 0 | 0 | 0 | 0 | 0 | 0 | 0 | 0 | 0 | 0 | 0 | 0 | 0 | 489 | 870 | 2371 | 2690 | 3756 | 3481 | 3587 | 3170 | 2503 | 1752 | 1049 | 433 | 489 | 870 | 2371 | 2690 | 3756 | 3481 | 3587 | 3170 | 2503 | 1752 | 1049 | 433 | 55.748 | 99.273 | 270.431 | 306.858 | 428.448 | 397.048 | 409.128 | 361.544 | 285.509 | 199.884 | 119.7 | 49.429 | 0 | 0 | 26151 | 26151 | 2983 | 2020 | solar PV | TRUE
62444 | N | . | Meyersdale Battery | GlidePath Power Operations LLC | 61728 | PA | MAT | RFC |  | 22 | 2 | NAICS-22 Non-Cogen | BA | MWH | OTH | PJM | M | megawatthours | 129 | 2038 | 2819 | 2361 | 2394 | 2619 | 2987 | 2848 | 2742 | 2884 | 3035 | 3013 | 129 | 2038 | 2819 | 2361 | 2394 | 2619 | 2987 | 2848 | 2742 | 2884 | 3035 | 3013 | 0 | 0 | 0 | 0 | 0 | 0 | 0 | 0 | 0 | 0 | 0 | 0 | 0 | 0 | 0 | 0 | 0 | 0 | 0 | 0 | 0 | 0 | 0 | 0 | 0 | 0 | 0 | 0 | 0 | 0 | 0 | 0 | 0 | 0 | 0 | 0 | -47 | -273 | -375 | -335 | -358 | -383 | -444 | -435 | -402 | -406 | -432 | -398 | 29869 | 29869 | 0 | 0 | -4288 | 2020 | other | TRUE
62445 | N | . | Busch Ranch II Wind Farm | Black Hills Electric Generation LLC | 61973 | CO | MTN | WECC |  | 22 | 2 | NAICS-22 Non-Cogen | WT | WND | WND | PSCO | M |  | 0 | 0 | 0 | 0 | 0 | 0 | 0 | 0 | 0 | 0 | 0 | 0 | 0 | 0 | 0 | 0 | 0 | 0 | 0 | 0 | 0 | 0 | 0 | 0 | 0 | 0 | 0 | 0 | 0 | 0 | 0 | 0 | 0 | 0 | 0 | 0 | 126683 | 107632 | 149968 | 119231 | 124562 | 150661 | 137414 | 114637 | 112016 | 121125 | 150687 | 155877 | 126683 | 107632 | 149968 | 119231 | 124562 | 150661 | 137414 | 114637 | 112016 | 121125 | 150687 | 155877 | 14450 | 12277 | 17106 | 13600 | 14208 | 17185 | 15674 | 13076 | 12777 | 13816 | 17188 | 17780 | 0 | 0 | 1570493 | 1570493 | 179137 | 2020 | onshore wind | TRUE
62446 | N | . | JLL-One Rockwood Road | JLL-One Rockwood Road | 61955 | NY | MAT | NPCC |  | 622 | 4 | Commercial NAICS Non-Cogen | IC | DFO | DFO | NYIS | A | barrels | 2 | 3 | 2 | 2 | 4 | 2 | 3 | 1 | 3 | 2 | 4 | 4 | 2 | 3 | 2 | 2 | 4 | 2 | 3 | 1 | 3 | 2 | 4 | 4 | 5.5 | 5.5 | 5.5 | 5.5 | 5.5 | 5.5 | 5.5 | 5.5 | 5.5 | 5.5 | 5.5 | 5.5 | 11 | 17 | 11 | 11 | 22 | 11 | 17 | 6 | 17 | 11 | 22 | 22 | 11 | 17 | 11 | 11 | 22 | 11 | 17 | 6 | 17 | 11 | 22 | 22 | 2.056 | 1.54 | 1.304 | 0.927 | 1.96 | 0.812 | 1.351 | 0.547 | 1.421 | 0.812 | 1.966 | 2.304 | 32 | 32 | 178 | 178 | 17 | 2020 | petroleum | FALSE
62447 | N | . | Mount Sinai South Nassau Hospital | Mount Sinai South Nassau Hospital | 61956 | NY | MAT | NPCC |  | 622 | 4 | Commercial NAICS Non-Cogen | IC | DFO | DFO | NYIS | A | barrels | 13 | 10 | 8 | 6 | 12 | 5 | 8 | 3 | 9 | 5 | 12 | 14 | 13 | 10 | 8 | 6 | 12 | 5 | 8 | 3 | 9 | 5 | 12 | 14 | 5.5 | 5.5 | 5.5 | 5.5 | 5.5 | 5.5 | 5.5 | 5.5 | 5.5 | 5.5 | 5.5 | 5.5 | 72 | 55 | 44 | 33 | 66 | 28 | 44 | 17 | 50 | 28 | 66 | 77 | 72 | 55 | 44 | 33 | 66 | 28 | 44 | 17 | 50 | 28 | 66 | 77 | 0 | 0 | 0 | 0 | 0 | 0 | 0 | 0 | 0 | 0 | 0 | 0 | 105 | 105 | 580 | 580 | 0 | 2020 | petroleum | FALSE
62448 | N | . | Lapetus | Lapetus Energy Project LLC | 61960 | TX | WSC | TRE |  | 22 | 2 | NAICS-22 Non-Cogen | PV | SUN | SUN | ERCO | M |  | 0 | 0 | 0 | 0 | 0 | 0 | 0 | 0 | 0 | 0 | 0 | 0 | 0 | 0 | 0 | 0 | 0 | 0 | 0 | 0 | 0 | 0 | 0 | 0 | 0 | 0 | 0 | 0 | 0 | 0 | 0 | 0 | 0 | 0 | 0 | 0 | 122405 | 341948 | 61273 | 167388 | 188175 | 236630 | 236122 | 224803 | 189657 | 168142 | 129296 | 122063 | 122405 | 341948 | 61273 | 167388 | 188175 | 236630 | 236122 | 224803 | 189657 | 168142 | 129296 | 122063 | 13962 | 39004 | 6989 | 19093 | 21464 | 26991 | 26933 | 25642 | 21633 | 19179 | 14748 | 13923 | 0 | 0 | 2187902 | 2187902 | 249561 | 2020 | solar PV | TRUE
62449 | Y | . | Kimberly Clark Mobile - CHP Plant | Kimberly Clark - Mobile Alabama | 61964 | AL | ESC | SERC |  | 322 | 7 | Industrial NAICS Cogen | GT | NG | NG | SOCO | A | mcf | 234600 | 291380 | 295640 | 202280 | 274185 | 354861 | 420462 | 380380 | 330761 | 278108 | 222819 | 305419 | 234600 | 291380 | 295640 | 202280 | 274185 | 354861 | 420462 | 380380 | 330761 | 278108 | 222819 | 305419 | 1.021 | 1.021 | 1.021 | 1.021 | 1.021 | 1.021 | 1.021 | 1.021 | 1.021 | 1.021 | 1.021 | 1.021 | 239527 | 297499 | 301848 | 206528 | 279943 | 362313 | 429292 | 388368 | 337707 | 283948 | 227498 | 311833 | 239527 | 297499 | 301848 | 206528 | 279943 | 362313 | 429292 | 388368 | 337707 | 283948 | 227498 | 311833 | 22762.547 | 28271.656 | 28684.989 | 19626.553 | 26603.292 | 34431.044 | 40796.048 | 36907.051 | 32092.691 | 26983.963 | 21619.368 | 29633.798 | 3590895 | 3590895 | 3666304 | 3666304 | 348413 | 2020 | natural gas peaker | FALSE
62450 | N | . | St. Johns Episcopal Hospital | St. Johns Episcopal Hospital | 61965 | NY | MAT | NPCC |  | 622 | 4 | Commercial NAICS Non-Cogen | IC | DFO | DFO | NYIS | A | barrels | 2 | 3 | 2 | 2 | 4 | 2 | 3 | 1 | 3 | 2 | 4 | 4 | 2 | 3 | 2 | 2 | 4 | 2 | 3 | 1 | 3 | 2 | 4 | 4 | 5.5 | 5.5 | 5.5 | 5.5 | 5.5 | 5.5 | 5.5 | 5.5 | 5.5 | 5.5 | 5.5 | 5.5 | 11 | 17 | 11 | 11 | 22 | 11 | 17 | 6 | 17 | 11 | 22 | 22 | 11 | 17 | 11 | 11 | 22 | 11 | 17 | 6 | 17 | 11 | 22 | 22 | 2.661 | 1.993 | 1.688 | 1.199 | 2.536 | 1.051 | 1.748 | 0.708 | 1.839 | 1.051 | 2.544 | 2.982 | 32 | 32 | 178 | 178 | 22 | 2020 | petroleum | FALSE
62451 | N | . | Rantoul Solar | Altorfer Inc. | 61969 | IL | ENC | SERC |  | 22 | 2 | NAICS-22 Non-Cogen | PV | SUN | SUN | MISO | A |  | 0 | 0 | 0 | 0 | 0 | 0 | 0 | 0 | 0 | 0 | 0 | 0 | 0 | 0 | 0 | 0 | 0 | 0 | 0 | 0 | 0 | 0 | 0 | 0 | 0 | 0 | 0 | 0 | 0 | 0 | 0 | 0 | 0 | 0 | 0 | 0 | 458 | 725 | 820 | 1199 | 1329 | 1590 | 1646 | 1645 | 1194 | 950 | 816 | 568 | 458 | 725 | 820 | 1199 | 1329 | 1590 | 1646 | 1645 | 1194 | 950 | 816 | 568 | 52.211 | 82.66 | 93.487 | 136.795 | 151.634 | 181.312 | 187.743 | 187.605 | 136.218 | 108.408 | 93.102 | 64.825 | 0 | 0 | 12940 | 12940 | 1476 | 2020 | solar PV | TRUE
62452 | N | . | St. Joseph Hospital | St. Joseph Hospital (NY) | 61970 | NY | MAT | NPCC |  | 622 | 4 | Commercial NAICS Non-Cogen | IC | DFO | DFO | NYIS | A | barrels | 1 | 1 | 1 | 1 | 1 | 1 | 1 | 0 | 1 | 1 | 1 | 2 | 1 | 1 | 1 | 1 | 1 | 1 | 1 | 0 | 1 | 1 | 1 | 2 | 5.5 | 5.5 | 5.5 | 5.5 | 5.5 | 5.5 | 5.5 | 0 | 5.5 | 5.5 | 5.5 | 5.5 | 6 | 6 | 6 | 6 | 6 | 6 | 6 | 0 | 6 | 6 | 6 | 11 | 6 | 6 | 6 | 6 | 6 | 6 | 6 | 0 | 6 | 6 | 6 | 11 | 1.329 | 0.997 | 0.844 | 0.6 | 1.268 | 0.526 | 0.874 | 0.354 | 0.919 | 0.526 | 1.272 | 1.491 | 12 | 12 | 71 | 71 | 11 | 2020 | petroleum | FALSE
62453 | N | . | Mt.Sinai-St.Lukes Roosevelt Hosp. Center | Mt.Sinai-St.Lukes Rsvlt. Hospital Center | 61971 | NY | MAT | NPCC |  | 622 | 4 | Commercial NAICS Non-Cogen | IC | DFO | DFO | NYIS | A | barrels | 7 | 4 | 3 | 2 | 5 | 2 | 4 | 1 | 4 | 2 | 5 | 6 | 7 | 4 | 3 | 2 | 5 | 2 | 4 | 1 | 4 | 2 | 5 | 6 | 5.5 | 5.5 | 5.5 | 5.5 | 5.5 | 5.5 | 5.5 | 5.5 | 5.5 | 5.5 | 5.5 | 5.5 | 39 | 22 | 17 | 11 | 28 | 11 | 22 | 6 | 22 | 11 | 28 | 33 | 39 | 22 | 17 | 11 | 28 | 11 | 22 | 6 | 22 | 11 | 28 | 33 | 4.712 | 3.534 | 2.993 | 2.126 | 4.496 | 1.864 | 3.1 | 1.254 | 3.26 | 1.864 | 4.511 | 5.286 | 45 | 45 | 250 | 250 | 39 | 2020 | petroleum | FALSE
62454 | N | . | Lakewood Cheddar School | Goldman Sachs Renewable Power Group | 61944 | NJ | MAT | RFC |  | 22 | 2 | NAICS-22 Non-Cogen | PV | SUN | SUN | PJM | A |  | 0 | 0 | 0 | 0 | 0 | 0 | 0 | 0 | 0 | 0 | 0 | 0 | 0 | 0 | 0 | 0 | 0 | 0 | 0 | 0 | 0 | 0 | 0 | 0 | 0 | 0 | 0 | 0 | 0 | 0 | 0 | 0 | 0 | 0 | 0 | 0 | 541 | 608 | 871 | 906 | 1185 | 1244 | 1172 | 1013 | 931 | 672 | 617 | 427 | 541 | 608 | 871 | 906 | 1185 | 1244 | 1172 | 1013 | 931 | 672 | 617 | 427 | 61.748 | 69.374 | 99.359 | 103.323 | 135.222 | 141.946 | 133.691 | 115.514 | 106.138 | 76.645 | 70.331 | 48.709 | 0 | 0 | 10187 | 10187 | 1162 | 2020 | solar PV | TRUE
62455 | N | . | Digital Fairfield | Bloom Energy | 57128 | CT | NEW | RFC |  | 22 | 2 | NAICS-22 Non-Cogen | FC | NG | NG | ISNE | A | mcf | 9897 | 9275 | 8406 | 8605 | 7630 | 10200 | 12262 | 10925 | 9630 | 7860 | 8788 | 9913 | 9897 | 9275 | 8406 | 8605 | 7630 | 10200 | 12262 | 10925 | 9630 | 7860 | 8788 | 9913 | 1.026 | 1.026 | 1.026 | 1.026 | 1.026 | 1.026 | 1.026 | 1.026 | 1.026 | 1.026 | 1.026 | 1.026 | 10154 | 9516 | 8625 | 8829 | 7828 | 10465 | 12581 | 11209 | 9880 | 8064 | 9016 | 10171 | 10154 | 9516 | 8625 | 8829 | 7828 | 10465 | 12581 | 11209 | 9880 | 8064 | 9016 | 10171 | 1409.381 | 1320.673 | 1196.909 | 1225.345 | 1086.391 | 1452.457 | 1745.974 | 1555.575 | 1371.179 | 1119.261 | 1251.295 | 1411.56 | 113391 | 113391 | 116338 | 116338 | 16146 | 2020 | other | TRUE
62456 | N | . | Regeneron Tarrytown | Bloom Energy | 57128 | NY | MAT | NPCC |  | 22 | 2 | NAICS-22 Non-Cogen | FC | NG | NG | NYIS | A | mcf | 6652 | 6251 | 6120 | 4367 | 5102 | 8117 | 11687 | 10410 | 8169 | 6118 | 6306 | 6428 | 6652 | 6251 | 6120 | 4367 | 5102 | 8117 | 11687 | 10410 | 8169 | 6118 | 6306 | 6428 | 1.026 | 1.026 | 1.026 | 1.026 | 1.026 | 1.026 | 1.026 | 1.026 | 1.026 | 1.026 | 1.026 | 1.026 | 6825 | 6414 | 6279 | 4481 | 5235 | 8328 | 11991 | 10681 | 8381 | 6277 | 6470 | 6595 | 6825 | 6414 | 6279 | 4481 | 5235 | 8328 | 11991 | 10681 | 8381 | 6277 | 6470 | 6595 | 976.415 | 917.392 | 898.087 | 640.835 | 748.81 | 1191.176 | 1715.177 | 1527.752 | 1198.803 | 897.785 | 925.48 | 943.288 | 85727 | 85727 | 87957 | 87957 | 12581 | 2020 | other | TRUE
62458 | N | . | Ratkovich Alhambra | Bloom Energy | 57128 | CA | PACC | WECC |  | 22 | 2 | NAICS-22 Non-Cogen | FC | NG | NG | CISO | A | mcf | 4382 | 3869 | 4295 | 3037 | 2856 | 4018 | 5620 | 6989 | 6086 | 6321 | 5049 | 5596 | 4382 | 3869 | 4295 | 3037 | 2856 | 4018 | 5620 | 6989 | 6086 | 6321 | 5049 | 5596 | 1.026 | 1.026 | 1.026 | 1.026 | 1.026 | 1.026 | 1.026 | 1.026 | 1.026 | 1.026 | 1.026 | 1.026 | 4496 | 3970 | 4407 | 3116 | 2930 | 4122 | 5766 | 7171 | 6244 | 6485 | 5180 | 5741 | 4496 | 3970 | 4407 | 3116 | 2930 | 4122 | 5766 | 7171 | 6244 | 6485 | 5180 | 5741 | 638.147 | 563.546 | 625.574 | 442.406 | 415.981 | 585.165 | 818.585 | 1017.967 | 886.491 | 920.643 | 735.377 | 815.118 | 58118 | 58118 | 59628 | 59628 | 8465 | 2020 | other | TRUE
62459 | N | . | Micro Santa Clara | Bloom Energy | 57128 | CA | PACC | WECC |  | 22 | 2 | NAICS-22 Non-Cogen | FC | NG | NG | CISO | A | mcf | 4118 | 3637 | 4038 | 2855 | 2685 | 3777 | 5283 | 6570 | 5722 | 5942 | 4746 | 5261 | 4118 | 3637 | 4038 | 2855 | 2685 | 3777 | 5283 | 6570 | 5722 | 5942 | 4746 | 5261 | 1.02 | 1.02 | 1.02 | 1.02 | 1.02 | 1.02 | 1.02 | 1.02 | 1.02 | 1.02 | 1.02 | 1.02 | 4200 | 3710 | 4119 | 2912 | 2739 | 3853 | 5389 | 6701 | 5836 | 6061 | 4841 | 5366 | 4200 | 3710 | 4119 | 2912 | 2739 | 3853 | 5389 | 6701 | 5836 | 6061 | 4841 | 5366 | 558.088 | 492.845 | 547.09 | 386.903 | 363.793 | 511.752 | 715.887 | 890.255 | 775.273 | 805.141 | 643.118 | 712.855 | 54634 | 54634 | 55727 | 55727 | 7403 | 2020 | other | TRUE
62461 | N | . | Farmers Electric Cooperative - Kalona | Farmers Electric Coop - (IA) | 6168 | IA | WNC | MRO |  | 22 | 1 | Electric Utility | IC | DFO | DFO | MISO | A | barrels | 19 | 21 | 18 | 21 | 24 | 29 | 15 | 24 | 18 | 23 | 30 | 24 | 19 | 21 | 18 | 21 | 24 | 29 | 15 | 24 | 18 | 23 | 30 | 24 | 6.1 | 6.1 | 6.1 | 6.1 | 6.1 | 6.1 | 6.1 | 6.1 | 6.1 | 6.1 | 6.1 | 6.1 | 116 | 128 | 110 | 128 | 146 | 177 | 92 | 146 | 110 | 140 | 183 | 146 | 116 | 128 | 110 | 128 | 146 | 177 | 92 | 146 | 110 | 140 | 183 | 146 | 15.042 | 15.638 | 13.361 | 15.153 | 17.464 | 21.052 | 10.741 | 17.412 | 13.336 | 16.638 | 22.348 | 17.815 | 266 | 266 | 1622 | 1622 | 196 | 2020 | petroleum | TRUE
62463 | N | . | Little Bear 3 | Longroad Energy Services LLC | 61219 | CA | PACC | WECC |  | 22 | 2 | NAICS-22 Non-Cogen | PV | SUN | SUN | CISO | A |  | . | . | . | . | . | . | . | . | . | . | . | 0 | . | . | . | . | . | . | . | . | . | . | . | 0 | . | . | . | . | . | . | . | . | . | . | . | 0 | . | . | . | . | . | . | . | . | . | . | . | 13633 | . | . | . | . | . | . | . | . | . | . | . | 13633 | . | . | . | . | . | . | . | . | . | . | . | 1555 | 0 | 0 | 13633 | 13633 | 1555 | 2020 | solar PV | TRUE
62464 | N | . | Little Bear 4 | Longroad Energy Services LLC | 61219 | CA | PACC | WECC |  | 22 | 2 | NAICS-22 Non-Cogen | PV | SUN | SUN | CISO | M |  | . | . | . | . | . | . | . | . | . | . | . | 0 | . | . | . | . | . | . | . | . | . | . | . | 0 | . | . | . | . | . | . | . | . | . | . | . | 0 | . | . | . | . | . | . | . | . | . | . | . | 48078 | . | . | . | . | . | . | . | . | . | . | . | 48078 | . | . | . | . | . | . | . | . | . | . | . | 5484 | 0 | 0 | 48078 | 48078 | 5484 | 2020 | solar PV | TRUE
62465 | N | . | Little Bear 5 | Longroad Energy Services LLC | 61219 | CA | PACC | WECC |  | 22 | 2 | NAICS-22 Non-Cogen | PV | SUN | SUN | CISO | M |  | . | . | . | . | . | . | . | . | . | . | . | 0 | . | . | . | . | . | . | . | . | . | . | . | 0 | . | . | . | . | . | . | . | . | . | . | . | 0 | . | . | . | . | . | . | . | . | . | . | . | 50805 | . | . | . | . | . | . | . | . | . | . | . | 50805 | . | . | . | . | . | . | . | . | . | . | . | 5795 | 0 | 0 | 50805 | 50805 | 5795 | 2020 | solar PV | TRUE
62467 | N | . | Vista Solar Energy Center | PNM Resources | 59300 | NM | MTN | WECC |  | 22 | 1 | Electric Utility | PV | SUN | SUN | PNM | A |  | 0 | 0 | 0 | 0 | 0 | 0 | 0 | 0 | 0 | 0 | 0 | 0 | 0 | 0 | 0 | 0 | 0 | 0 | 0 | 0 | 0 | 0 | 0 | 0 | 0 | 0 | 0 | 0 | 0 | 0 | 0 | 0 | 0 | 0 | 0 | 0 | 13687 | 14376 | 16430 | 22848 | 25468 | 23933 | 23402 | 22104 | 19461 | 18612 | 14954 | 13790 | 13687 | 14376 | 16430 | 22848 | 25468 | 23933 | 23402 | 22104 | 19461 | 18612 | 14954 | 13790 | 1561.231 | 1639.756 | 1874.042 | 2606.108 | 2904.978 | 2729.878 | 2669.363 | 2521.257 | 2219.849 | 2122.912 | 1705.711 | 1572.915 | 0 | 0 | 229065 | 229065 | 26128 | 2020 | solar PV | TRUE
62468 | N | . | Music City Community Solar | Nashville Electric Service | 13216 | TN | ESC | SERC |  | 22 | 1 | Electric Utility | PV | SUN | SUN | TVA | A |  | 0 | 0 | 0 | 0 | 0 | 0 | 0 | 0 | 0 | 0 | 0 | 0 | 0 | 0 | 0 | 0 | 0 | 0 | 0 | 0 | 0 | 0 | 0 | 0 | 0 | 0 | 0 | 0 | 0 | 0 | 0 | 0 | 0 | 0 | 0 | 0 | 1 | 1 | 2 | 3 | 3 | 3 | 3 | 3 | 2 | 2 | 2 | 1 | 1 | 1 | 2 | 3 | 3 | 3 | 3 | 3 | 2 | 2 | 2 | 1 | 0.133 | 0.161 | 0.197 | 0.306 | 0.348 | 0.357 | 0.355 | 0.307 | 0.255 | 0.228 | 0.197 | 0.156 | 0 | 0 | 26 | 26 | 3 | 2020 | solar PV | TRUE
62469 | N | . | Cove Mountain Solar | Cove Mountain Solar LLC | 62802 | UT | MTN | WECC |  | 22 | 2 | NAICS-22 Non-Cogen | PV | SUN | SUN | PACE | M |  | . | . | . | . | . | 0 | 0 | 0 | 0 | 0 | 0 | 0 | . | . | . | . | . | 0 | 0 | 0 | 0 | 0 | 0 | 0 | . | . | . | . | . | 0 | 0 | 0 | 0 | 0 | 0 | 0 | . | . | . | . | . | 8136 | 13948 | 13747 | 139316 | 115111 | 78000 | 61869 | . | . | . | . | . | 8136 | 13948 | 13747 | 139316 | 115111 | 78000 | 61869 | . | . | . | . | . | 928 | 1591 | 1568 | 15891 | 13130 | 8897 | 7057 | 0 | 0 | 430127 | 430127 | 49062 | 2020 | solar PV | TRUE
62470 | N | . | Cove Mountain Solar 2 | Cove Mountain Solar 2 LLC | 62803 | UT | MTN | WECC |  | 22 | 2 | NAICS-22 Non-Cogen | PV | SUN | SUN | PACE | M |  | . | . | . | . | . | . | 0 | 0 | 0 | 0 | 0 | 0 | . | . | . | . | . | . | 0 | 0 | 0 | 0 | 0 | 0 | . | . | . | . | . | . | 0 | 0 | 0 | 0 | 0 | 0 | . | . | . | . | . | . | 178785 | 4445 | 64271 | 235280 | 162330 | 121686 | . | . | . | . | . | . | 178785 | 4445 | 64271 | 235280 | 162330 | 121686 | . | . | . | . | . | . | 20393 | 507 | 7331 | 26837 | 18516 | 13880 | 0 | 0 | 766797 | 766797 | 87464 | 2020 | solar PV | TRUE
62471 | N | . | Washington St Community Solar Farm #4 | Generate Capital | 61194 | NY | MAT | NPCC |  | 22 | 2 | NAICS-22 Non-Cogen | PV | SUN | SUN | NYIS | A |  | . | 0 | 0 | 0 | 0 | 0 | 0 | 0 | 0 | 0 | 0 | 0 | . | 0 | 0 | 0 | 0 | 0 | 0 | 0 | 0 | 0 | 0 | 0 | . | 0 | 0 | 0 | 0 | 0 | 0 | 0 | 0 | 0 | 0 | 0 | . | 2009 | 2905 | 2913 | 3826 | 3846 | 3658 | 3106 | 3054 | 2168 | 1997 | 1351 | . | 2009 | 2905 | 2913 | 3826 | 3846 | 3658 | 3106 | 3054 | 2168 | 1997 | 1351 | . | 229.195 | 331.396 | 332.302 | 436.377 | 438.683 | 417.225 | 354.253 | 348.385 | 247.337 | 227.774 | 154.073 | 0 | 0 | 30833 | 30833 | 3517 | 2020 | solar PV | TRUE
62472 | N | . | Washington St Community Solar Farm #1 | Generate Capital | 61194 | NY | MAT | NPCC |  | 22 | 2 | NAICS-22 Non-Cogen | PV | SUN | SUN | NYIS | A |  | . | 0 | 0 | 0 | 0 | 0 | 0 | 0 | 0 | 0 | 0 | 0 | . | 0 | 0 | 0 | 0 | 0 | 0 | 0 | 0 | 0 | 0 | 0 | . | 0 | 0 | 0 | 0 | 0 | 0 | 0 | 0 | 0 | 0 | 0 | . | 1589 | 2298 | 2304 | 3026 | 3042 | 2893 | 2457 | 2416 | 1715 | 1580 | 1068 | . | 1589 | 2298 | 2304 | 3026 | 3042 | 2893 | 2457 | 2416 | 1715 | 1580 | 1068 | . | 181.297 | 262.139 | 262.856 | 345.18 | 347.005 | 330.032 | 280.22 | 275.577 | 195.647 | 180.173 | 121.874 | 0 | 0 | 24388 | 24388 | 2782 | 2020 | solar PV | TRUE
62473 | N | . | Washington St Community Solar Farm #3 | Generate Capital | 61194 | NY | MAT | NPCC |  | 22 | 2 | NAICS-22 Non-Cogen | PV | SUN | SUN | NYIS | A |  | . | . | . | 0 | 0 | 0 | 0 | 0 | 0 | 0 | 0 | 0 | . | . | . | 0 | 0 | 0 | 0 | 0 | 0 | 0 | 0 | 0 | . | . | . | 0 | 0 | 0 | 0 | 0 | 0 | 0 | 0 | 0 | . | . | . | 3076 | 4040 | 4061 | 3863 | 3280 | 3225 | 2290 | 2109 | 1426 | . | . | . | 3076 | 4040 | 4061 | 3863 | 3280 | 3225 | 2290 | 2109 | 1426 | . | . | . | 350.914 | 460.818 | 463.254 | 440.595 | 374.095 | 367.898 | 261.191 | 240.532 | 162.703 | 0 | 0 | 27370 | 27370 | 3122 | 2020 | solar PV | TRUE
62474 | N | . | Gaskill Rd Community Solar Farm CSG | Delaware River Solar, LLC | 61610 | NY | MAT | NPCC |  | 22 | 2 | NAICS-22 Non-Cogen | PV | SUN | SUN | NYIS | A |  | 0 | 0 | 0 | 0 | 0 | 0 | 0 | 0 | 0 | 0 | 0 | 0 | 0 | 0 | 0 | 0 | 0 | 0 | 0 | 0 | 0 | 0 | 0 | 0 | 0 | 0 | 0 | 0 | 0 | 0 | 0 | 0 | 0 | 0 | 0 | 0 | 3520 | 3930 | 5682 | 5698 | 7482 | 7522 | 7154 | 6074 | 5974 | 4241 | 3906 | 2642 | 3520 | 3930 | 5682 | 5698 | 7482 | 7522 | 7154 | 6074 | 5974 | 4241 | 3906 | 2642 | 401.498 | 448.257 | 648.139 | 649.912 | 853.459 | 857.97 | 816.004 | 692.844 | 681.366 | 483.738 | 445.478 | 301.335 | 0 | 0 | 63825 | 63825 | 7280 | 2020 | solar PV | TRUE
62477 | N | . | Dryden Rd #2 Community Solar Farm CSG | Delaware River Solar, LLC | 61610 | NY | MAT | NPCC |  | 22 | 2 | NAICS-22 Non-Cogen | PV | SUN | SUN | NYIS | A |  | 0 | 0 | 0 | 0 | 0 | 0 | 0 | 0 | 0 | 0 | 0 | 0 | 0 | 0 | 0 | 0 | 0 | 0 | 0 | 0 | 0 | 0 | 0 | 0 | 0 | 0 | 0 | 0 | 0 | 0 | 0 | 0 | 0 | 0 | 0 | 0 | 973 | 1087 | 1571 | 1576 | 2069 | 2080 | 1978 | 1680 | 1652 | 1173 | 1080 | 730 | 973 | 1087 | 1571 | 1576 | 2069 | 2080 | 1978 | 1680 | 1652 | 1173 | 1080 | 730 | 111.019 | 123.948 | 179.218 | 179.708 | 235.991 | 237.238 | 225.634 | 191.579 | 188.405 | 133.759 | 123.179 | 83.322 | 0 | 0 | 17649 | 17649 | 2013 | 2020 | solar PV | TRUE
62478 | N | . | North Fork Ridge Wind Energy Center | Empire District Electric Co | 5860 | MO | WNC | MRO |  | 22 | 1 | Electric Utility | WT | WND | WND | SWPP | M |  | . | . | . | . | . | . | . | . | . | . | . | 0 | . | . | . | . | . | . | . | . | . | . | . | 0 | . | . | . | . | . | . | . | . | . | . | . | 0 | . | . | . | . | . | . | . | . | . | . | . | 1350 | . | . | . | . | . | . | . | . | . | . | . | 1350 | . | . | . | . | . | . | . | . | . | . | . | 154 | 0 | 0 | 1350 | 1350 | 154 | 2020 | onshore wind | TRUE
62479 | N | . | Woodoak Drive Community Solar Farm CSG | Delaware River Solar, LLC | 61610 | NY | MAT | NPCC |  | 22 | 2 | NAICS-22 Non-Cogen | PV | SUN | SUN | NYIS | A |  | 0 | 0 | 0 | 0 | 0 | 0 | 0 | 0 | 0 | 0 | 0 | 0 | 0 | 0 | 0 | 0 | 0 | 0 | 0 | 0 | 0 | 0 | 0 | 0 | 0 | 0 | 0 | 0 | 0 | 0 | 0 | 0 | 0 | 0 | 0 | 0 | 1317 | 1470 | 2125 | 2131 | 2799 | 2813 | 2676 | 2272 | 2234 | 1586 | 1461 | 988 | 1317 | 1470 | 2125 | 2131 | 2799 | 2813 | 2676 | 2272 | 2234 | 1586 | 1461 | 988 | 150.175 | 167.665 | 242.429 | 243.092 | 319.227 | 320.914 | 305.217 | 259.15 | 254.857 | 180.937 | 166.626 | 112.711 | 0 | 0 | 23872 | 23872 | 2723 | 2020 | solar PV | TRUE
62480 | N | . | Burritt Rd Community Solar Farm | Generate Capital | 61194 | NY | MAT | NPCC |  | 22 | 2 | NAICS-22 Non-Cogen | PV | SUN | SUN | NYIS | A |  | . | 0 | 0 | 0 | 0 | 0 | 0 | 0 | 0 | 0 | 0 | 0 | . | 0 | 0 | 0 | 0 | 0 | 0 | 0 | 0 | 0 | 0 | 0 | . | 0 | 0 | 0 | 0 | 0 | 0 | 0 | 0 | 0 | 0 | 0 | . | 1761 | 2547 | 2554 | 3354 | 3371 | 3206 | 2722 | 2677 | 1901 | 1750 | 1184 | . | 1761 | 2547 | 2554 | 3354 | 3371 | 3206 | 2722 | 2677 | 1901 | 1750 | 1184 | . | 200.912 | 290.501 | 291.296 | 382.527 | 384.549 | 365.74 | 310.538 | 305.394 | 216.815 | 199.667 | 135.061 | 0 | 0 | 27027 | 27027 | 3083 | 2020 | solar PV | TRUE
62482 | N | . | Beech Ridge II Wind Energy Center | Southern Power Co | 17650 | WV | SAT | RFC |  | 22 | 2 | NAICS-22 Non-Cogen | WT | WND | WND | PJM | M |  | 0 | 0 | 0 | 0 | 0 | 0 | 0 | 0 | 0 | 0 | 0 | 0 | 0 | 0 | 0 | 0 | 0 | 0 | 0 | 0 | 0 | 0 | 0 | 0 | 0 | 0 | 0 | 0 | 0 | 0 | 0 | 0 | 0 | 0 | 0 | 0 | 0 | 0 | 7864 | 77176 | 135783 | 87100 | 57213 | 83593 | 103950 | 137431 | 153642 | 118635 | 0 | 0 | 7864 | 77176 | 135783 | 87100 | 57213 | 83593 | 103950 | 137431 | 153642 | 118635 | 0 | 0 | 897 | 8803 | 15488 | 9935 | 6526 | 9535 | 11857 | 15676 | 17525 | 13532 | 0 | 0 | 962387 | 962387 | 109774 | 2020 | onshore wind | TRUE
62484 | N | . | Crawfordsville 2 Solar Park | Indiana Municipal Power Agency | 9234 | IN | ENC | RFC |  | 22 | 1 | Electric Utility | PV | SUN | SUN | MISO | A |  | 0 | 0 | 0 | 0 | 0 | 0 | 0 | 0 | 0 | 0 | 0 | 0 | 0 | 0 | 0 | 0 | 0 | 0 | 0 | 0 | 0 | 0 | 0 | 0 | 0 | 0 | 0 | 0 | 0 | 0 | 0 | 0 | 0 | 0 | 0 | 0 | 3489 | 5181 | 7619 | 9352 | 11024 | 13554 | 13021 | 12241 | 9580 | 7568 | 5144 | 3741 | 3489 | 5181 | 7619 | 9352 | 11024 | 13554 | 13021 | 12241 | 9580 | 7568 | 5144 | 3741 | 397.927 | 590.938 | 869.068 | 1066.68 | 1257.448 | 1545.987 | 1485.254 | 1396.283 | 1092.733 | 863.259 | 586.74 | 426.683 | 0 | 0 | 101514 | 101514 | 11579 | 2020 | solar PV | TRUE
62485 | N | . | Crawfordsville 3 Solar Park | Indiana Municipal Power Agency | 9234 | IN | ENC | RFC |  | 22 | 1 | Electric Utility | PV | SUN | SUN | MISO | A |  | 0 | 0 | 0 | 0 | 0 | 0 | 0 | 0 | 0 | 0 | 0 | 0 | 0 | 0 | 0 | 0 | 0 | 0 | 0 | 0 | 0 | 0 | 0 | 0 | 0 | 0 | 0 | 0 | 0 | 0 | 0 | 0 | 0 | 0 | 0 | 0 | 2401 | 3565 | 5243 | 6435 | 7586 | 9327 | 8960 | 8424 | 6592 | 5208 | 3540 | 2574 | 2401 | 3565 | 5243 | 6435 | 7586 | 9327 | 8960 | 8424 | 6592 | 5208 | 3540 | 2574 | 273.83 | 406.65 | 598.042 | 734.028 | 865.303 | 1063.859 | 1022.066 | 960.841 | 751.956 | 594.045 | 403.761 | 293.619 | 0 | 0 | 69855 | 69855 | 7968 | 2020 | solar PV | TRUE
62486 | N | . | CMR Solar LLC | CMR Solar, LLC | 62003 | NY | MAT | NPCC |  | 22 | 2 | NAICS-22 Non-Cogen | PV | SUN | SUN | NYIS | A |  | 0 | 0 | 0 | 0 | 0 | 0 | 0 | 0 | 0 | 0 | 0 | 0 | 0 | 0 | 0 | 0 | 0 | 0 | 0 | 0 | 0 | 0 | 0 | 0 | 0 | 0 | 0 | 0 | 0 | 0 | 0 | 0 | 0 | 0 | 0 | 0 | 1296 | 1447 | 2092 | 2098 | 2754 | 2769 | 2634 | 2236 | 2199 | 1561 | 1438 | 973 | 1296 | 1447 | 2092 | 2098 | 2754 | 2769 | 2634 | 2236 | 2199 | 1561 | 1438 | 973 | 147.803 | 165.018 | 238.601 | 239.253 | 314.186 | 315.846 | 300.397 | 255.058 | 250.833 | 178.08 | 163.994 | 110.931 | 0 | 0 | 23497 | 23497 | 2680 | 2020 | solar PV | TRUE
62487 | N | . | Flowers Solar LLC | Flowers Solar LLC | 62004 | NC | SAT | SERC |  | 22 | 2 | NAICS-22 Non-Cogen | PV | SUN | SUN | CPLE | A |  | 0 | 0 | 0 | 0 | 0 | 0 | 0 | 0 | 0 | 0 | 0 | 0 | 0 | 0 | 0 | 0 | 0 | 0 | 0 | 0 | 0 | 0 | 0 | 0 | 0 | 0 | 0 | 0 | 0 | 0 | 0 | 0 | 0 | 0 | 0 | 0 | 3854 | 3961 | 5067 | 6882 | 6887 | 6701 | 7495 | 6018 | 5097 | 5167 | 4322 | 3652 | 3854 | 3961 | 5067 | 6882 | 6887 | 6701 | 7495 | 6018 | 5097 | 5167 | 4322 | 3652 | 439.645 | 451.822 | 577.925 | 784.974 | 785.598 | 764.289 | 854.915 | 686.462 | 581.377 | 589.414 | 492.964 | 416.615 | 0 | 0 | 65103 | 65103 | 7426 | 2020 | solar PV | TRUE
62488 | N | . | Prairie Queen Wind Farm | Prairie Queen Wind Farm LLC | 62010 | KS | WNC | MRO |  | 22 | 2 | NAICS-22 Non-Cogen | WT | WND | WND | SWPP | M |  | 0 | 0 | 0 | 0 | 0 | 0 | 0 | 0 | 0 | 0 | 0 | 0 | 0 | 0 | 0 | 0 | 0 | 0 | 0 | 0 | 0 | 0 | 0 | 0 | 0 | 0 | 0 | 0 | 0 | 0 | 0 | 0 | 0 | 0 | 0 | 0 | 458847 | 479301 | 534226 | 518533 | 385748 | 508363 | 301024 | 312263 | 371326 | 543984 | 622439 | 511660 | 458847 | 479301 | 534226 | 518533 | 385748 | 508363 | 301024 | 312263 | 371326 | 543984 | 622439 | 511660 | 52338 | 54671 | 60936 | 59146 | 44000 | 57986 | 34336 | 35618 | 42355 | 62049 | 70998 | 58362 | 0 | 0 | 5547714 | 5547714 | 632795 | 2020 | onshore wind | TRUE
62490 | N | . | Echo River Solar | Florida Power & Light Co | 6452 | FL | SAT | SERC |  | 22 | 1 | Electric Utility | PV | SUN | SUN | FPL | M |  | . | . | . | 0 | 0 | 0 | 0 | 0 | 0 | 0 | 0 | 0 | . | . | . | 0 | 0 | 0 | 0 | 0 | 0 | 0 | 0 | 0 | . | . | . | 0 | 0 | 0 | 0 | 0 | 0 | 0 | 0 | 0 | . | . | . | 57994 | 152300 | 73783 | 75659 | 69329 | 51918 | 52926 | 45387 | 48166 | . | . | . | 57994 | 152300 | 73783 | 75659 | 69329 | 51918 | 52926 | 45387 | 48166 | . | . | . | 6615 | 17372 | 8416 | 8630 | 7908 | 5922 | 6037 | 5177 | 5494 | 0 | 0 | 627462 | 627462 | 71571 | 2020 | solar PV | TRUE
62491 | N | . | Okeechobee Solar | Florida Power & Light Co | 6452 | FL | SAT | SERC |  | 22 | 1 | Electric Utility | PV | SUN | SUN | FPL | M |  | . | . | . | 0 | 0 | 0 | 0 | 0 | 0 | 0 | 0 | 0 | . | . | . | 0 | 0 | 0 | 0 | 0 | 0 | 0 | 0 | 0 | . | . | . | 0 | 0 | 0 | 0 | 0 | 0 | 0 | 0 | 0 | . | . | . | 87696 | 139650 | 128480 | 135178 | 140780 | 119012 | 109009 | 96060 | 109272 | . | . | . | 87696 | 139650 | 128480 | 135178 | 140780 | 119012 | 109009 | 96060 | 109272 | . | . | . | 10003 | 15929 | 14655 | 15419 | 16058 | 13575 | 12434 | 10957 | 12464 | 0 | 0 | 1065137 | 1065137 | 121494 | 2020 | solar PV | TRUE
62492 | N | . | DTE Atlantic, LLC | DTE Atlantic, LLC | 63875 | NJ | MAT | RFC |  | 22 | 2 | NAICS-22 Non-Cogen | GT | NG | NG | PJM | A | mcf | 81536 | 71490 | 72547 | 65945 | 55716 | 92599 | 141204 | 123682 | 78219 | 86274 | 75784 | 55042 | 81536 | 71490 | 72547 | 65945 | 55716 | 92599 | 141204 | 123682 | 78219 | 86274 | 75784 | 55042 | 1 | 1 | 1 | 1 | 1 | 1 | 1 | 1 | 1 | 1 | 1 | 1 | 81536 | 71490 | 72547 | 65945 | 55716 | 92599 | 141204 | 123682 | 78219 | 86274 | 75784 | 55042 | 81536 | 71490 | 72547 | 65945 | 55716 | 92599 | 141204 | 123682 | 78219 | 86274 | 75784 | 55042 | 4562.305 | 4000.188 | 4059.385 | 3689.938 | 3117.604 | 5181.344 | 7901.074 | 6920.607 | 4376.749 | 4827.443 | 4240.469 | 3079.894 | 1000038 | 1000038 | 1000038 | 1000038 | 55957 | 2020 | natural gas peaker | TRUE
62493 | N | . | Southfork Solar | Florida Power & Light Co | 6452 | FL | SAT | SERC |  | 22 | 1 | Electric Utility | PV | SUN | SUN | FPL | M |  | . | . | . | 0 | 0 | 0 | 0 | 0 | 0 | 0 | 0 | 0 | . | . | . | 0 | 0 | 0 | 0 | 0 | 0 | 0 | 0 | 0 | . | . | . | 0 | 0 | 0 | 0 | 0 | 0 | 0 | 0 | 0 | . | . | . | 62570 | 161795 | 148259 | 155220 | 143428 | 122370 | 116399 | 100014 | 106142 | . | . | . | 62570 | 161795 | 148259 | 155220 | 143428 | 122370 | 116399 | 100014 | 106142 | . | . | . | 7137 | 18455 | 16911 | 17705 | 16360 | 13958 | 13277 | 11408 | 12107 | 0 | 0 | 1116197 | 1116197 | 127318 | 2020 | solar PV | TRUE
62494 | N | . | Skeleton Creek Energy Center Hybrid | Skeleton Creek Energy Center | 62023 | OK | WSC | MRO |  | 22 | 2 | NAICS-22 Non-Cogen | WT | WND | WND | SWPP | M |  | . | . | . | . | . | . | . | . | . | . | . | 0 | . | . | . | . | . | . | . | . | . | . | . | 0 | . | . | . | . | . | . | . | . | . | . | . | 0 | . | . | . | . | . | . | . | . | . | . | . | 473488 | . | . | . | . | . | . | . | . | . | . | . | 473488 | . | . | . | . | . | . | . | . | . | . | . | 54008 | 0 | 0 | 473488 | 473488 | 54008 | 2020 | onshore wind | TRUE
62495 | N | . | Palmer Solar | Palmer Solar LLC | 62009 | CO | MTN | WECC |  | 22 | 2 | NAICS-22 Non-Cogen | PV | SUN | SUN | WACM | M |  | . | . | . | 0 | 0 | 0 | 0 | 0 | 0 | 0 | 0 | 0 | . | . | . | 0 | 0 | 0 | 0 | 0 | 0 | 0 | 0 | 0 | . | . | . | 0 | 0 | 0 | 0 | 0 | 0 | 0 | 0 | 0 | . | . | . | 136853 | 169747 | 144980 | 139167 | 134424 | 118521 | 97717 | 88143 | 65875 | . | . | . | 136853 | 169747 | 144980 | 139167 | 134424 | 118521 | 97717 | 88143 | 65875 | . | . | . | 15610 | 19362 | 16537 | 15874 | 15333 | 13519 | 11146 | 10054 | 7514 | 0 | 0 | 1095427 | 1095427 | 124949 | 2020 | solar PV | TRUE
62503 | N | . | Winchendon Landfill Solar | Onyx Asset Services Group | 60584 | MA | NEW | NPCC |  | 22 | 2 | NAICS-22 Non-Cogen | PV | SUN | SUN | ISNE | A |  | 0 | 0 | 0 | 0 | 0 | 0 | 0 | 0 | 0 | 0 | 0 | 0 | 0 | 0 | 0 | 0 | 0 | 0 | 0 | 0 | 0 | 0 | 0 | 0 | 0 | 0 | 0 | 0 | 0 | 0 | 0 | 0 | 0 | 0 | 0 | 0 | 1204 | 1576 | 2399 | 2300 | 3242 | 3063 | 3017 | 2852 | 2476 | 1800 | 1287 | 980 | 1204 | 1576 | 2399 | 2300 | 3242 | 3063 | 3017 | 2852 | 2476 | 1800 | 1287 | 980 | 137.278 | 179.812 | 273.599 | 262.327 | 369.831 | 349.415 | 344.099 | 325.277 | 282.424 | 205.332 | 146.848 | 111.758 | 0 | 0 | 26196 | 26196 | 2988 | 2020 | solar PV | TRUE
62504 | N | . | Frey Rd #1 Community Solar Farm | KSI II Consolidated, LLC | 63244 | NY | MAT | NPCC |  | 22 | 2 | NAICS-22 Non-Cogen | PV | SUN | SUN | NYIS | A |  | . | . | . | . | . | . | . | . | . | . | . | 0 | . | . | . | . | . | . | . | . | . | . | . | 0 | . | . | . | . | . | . | . | . | . | . | . | 0 | . | . | . | . | . | . | . | . | . | . | . | 0 | . | . | . | . | . | . | . | . | . | . | . | 0 | . | . | . | . | . | . | . | . | . | . | . | 0 | 0 | 0 | 0 | 0 | 0 | 2020 | solar PV | TRUE
62507 | N | . | County Route 11 Community Solar Farm | KSI II Consolidated, LLC | 63244 | NY | MAT | NPCC |  | 22 | 2 | NAICS-22 Non-Cogen | PV | SUN | SUN | NYIS | A |  | . | . | . | . | . | . | . | . | . | . | . | 0 | . | . | . | . | . | . | . | . | . | . | . | 0 | . | . | . | . | . | . | . | . | . | . | . | 0 | . | . | . | . | . | . | . | . | . | . | . | 0 | . | . | . | . | . | . | . | . | . | . | . | 0 | . | . | . | . | . | . | . | . | . | . | . | 0 | 0 | 0 | 0 | 0 | 0 | 2020 | solar PV | TRUE
62508 | N | . | Furnace Rd Community Solar Farm | KSI II Consolidated, LLC | 63244 | NY | MAT | NPCC |  | 22 | 2 | NAICS-22 Non-Cogen | PV | SUN | SUN | NYIS | A |  | . | . | . | . | . | . | . | . | . | . | . | 0 | . | . | . | . | . | . | . | . | . | . | . | 0 | . | . | . | . | . | . | . | . | . | . | . | 0 | . | . | . | . | . | . | . | . | . | . | . | 0 | . | . | . | . | . | . | . | . | . | . | . | 0 | . | . | . | . | . | . | . | . | . | . | . | 0 | 0 | 0 | 0 | 0 | 0 | 2020 | solar PV | TRUE
62521 | N | . | Frey Rd #2 Community Solar Farm | KSI II Consolidated, LLC | 63244 | NY | MAT | NPCC |  | 22 | 2 | NAICS-22 Non-Cogen | PV | SUN | SUN | NYIS | A |  | . | . | . | . | . | . | . | . | . | . | . | 0 | . | . | . | . | . | . | . | . | . | . | . | 0 | . | . | . | . | . | . | . | . | . | . | . | 0 | . | . | . | . | . | . | . | . | . | . | . | 0 | . | . | . | . | . | . | . | . | . | . | . | 0 | . | . | . | . | . | . | . | . | . | . | . | 0 | 0 | 0 | 0 | 0 | 0 | 2020 | solar PV | TRUE
62525 | N | . | Villa Roma Rd #1 | Generate Capital | 61194 | NY | MAT | NPCC |  | 22 | 2 | NAICS-22 Non-Cogen | PV | SUN | SUN | NYIS | A |  | . | 0 | 0 | 0 | 0 | 0 | 0 | 0 | 0 | 0 | 0 | 0 | . | 0 | 0 | 0 | 0 | 0 | 0 | 0 | 0 | 0 | 0 | 0 | . | 0 | 0 | 0 | 0 | 0 | 0 | 0 | 0 | 0 | 0 | 0 | . | 1733 | 2506 | 2512 | 3299 | 3317 | 3154 | 2678 | 2634 | 1870 | 1722 | 1165 | . | 1733 | 2506 | 2512 | 3299 | 3317 | 3154 | 2678 | 2634 | 1870 | 1722 | 1165 | . | 197.654 | 285.79 | 286.571 | 376.324 | 378.313 | 359.808 | 305.502 | 300.441 | 213.299 | 196.428 | 132.87 | 0 | 0 | 26590 | 26590 | 3033 | 2020 | solar PV | TRUE
62526 | N | . | Villa Roma Rd #2 | Generate Capital | 61194 | NY | MAT | NPCC |  | 22 | 2 | NAICS-22 Non-Cogen | PV | SUN | SUN | NYIS | A |  | . | 0 | 0 | 0 | 0 | 0 | 0 | 0 | 0 | 0 | 0 | 0 | . | 0 | 0 | 0 | 0 | 0 | 0 | 0 | 0 | 0 | 0 | 0 | . | 0 | 0 | 0 | 0 | 0 | 0 | 0 | 0 | 0 | 0 | 0 | . | 1643 | 2376 | 2382 | 3128 | 3145 | 2991 | 2540 | 2498 | 1773 | 1633 | 1105 | . | 1643 | 2376 | 2382 | 3128 | 3145 | 2991 | 2540 | 2498 | 1773 | 1633 | 1105 | . | 187.422 | 270.996 | 271.737 | 356.844 | 358.73 | 341.183 | 289.688 | 284.889 | 202.258 | 186.261 | 125.992 | 0 | 0 | 25214 | 25214 | 2876 | 2020 | solar PV | TRUE
62527 | N | . | Villa Roma Rd #3 CSG | Delaware River Solar, LLC | 61610 | NY | MAT | NPCC |  | 22 | 2 | NAICS-22 Non-Cogen | PV | SUN | SUN | NYIS | A |  | 0 | 0 | 0 | 0 | 0 | 0 | 0 | 0 | 0 | 0 | 0 | 0 | 0 | 0 | 0 | 0 | 0 | 0 | 0 | 0 | 0 | 0 | 0 | 0 | 0 | 0 | 0 | 0 | 0 | 0 | 0 | 0 | 0 | 0 | 0 | 0 | 1384 | 1545 | 2235 | 2241 | 2943 | 2958 | 2813 | 2389 | 2349 | 1668 | 1536 | 1039 | 1384 | 1545 | 2235 | 2241 | 2943 | 2958 | 2813 | 2389 | 2349 | 1668 | 1536 | 1039 | 157.899 | 176.285 | 254.893 | 255.59 | 335.639 | 337.413 | 320.909 | 272.474 | 267.96 | 190.239 | 175.193 | 118.506 | 0 | 0 | 25100 | 25100 | 2863 | 2020 | solar PV | TRUE
62528 | N | . | Villa Roma Rd #4 CSG | Delaware River Solar, LLC | 61610 | NY | MAT | NPCC |  | 22 | 2 | NAICS-22 Non-Cogen | PV | SUN | SUN | NYIS | A |  | 0 | 0 | 0 | 0 | 0 | 0 | 0 | 0 | 0 | 0 | 0 | 0 | 0 | 0 | 0 | 0 | 0 | 0 | 0 | 0 | 0 | 0 | 0 | 0 | 0 | 0 | 0 | 0 | 0 | 0 | 0 | 0 | 0 | 0 | 0 | 0 | 1378 | 1538 | 2225 | 2231 | 2929 | 2945 | 2801 | 2378 | 2339 | 1660 | 1529 | 1034 | 1378 | 1538 | 2225 | 2231 | 2929 | 2945 | 2801 | 2378 | 2339 | 1660 | 1529 | 1034 | 157.179 | 175.485 | 253.736 | 254.43 | 334.115 | 335.881 | 319.452 | 271.237 | 266.744 | 189.376 | 174.397 | 117.968 | 0 | 0 | 24987 | 24987 | 2850 | 2020 | solar PV | TRUE
62530 | N | . | Boas Rd #1 Community Solar Farm | NY Mooers I, LLC | 62630 | NY | MAT | NPCC |  | 22 | 2 | NAICS-22 Non-Cogen | PV | SUN | SUN | NYIS | A |  | 0 | 0 | 0 | 0 | 0 | 0 | 0 | 0 | 0 | 0 | 0 | 0 | 0 | 0 | 0 | 0 | 0 | 0 | 0 | 0 | 0 | 0 | 0 | 0 | 0 | 0 | 0 | 0 | 0 | 0 | 0 | 0 | 0 | 0 | 0 | 0 | 1617 | 1806 | 2611 | 2618 | 3438 | 3456 | 3287 | 2791 | 2745 | 1949 | 1794 | 1214 | 1617 | 1806 | 2611 | 2618 | 3438 | 3456 | 3287 | 2791 | 2745 | 1949 | 1794 | 1214 | 184.479 | 205.964 | 297.806 | 298.62 | 392.146 | 394.218 | 374.936 | 318.347 | 313.073 | 222.267 | 204.687 | 138.457 | 0 | 0 | 29326 | 29326 | 3345 | 2020 | solar PV | TRUE
62531 | N | . | Boas Rd #2 Community Solar Farm | NY Mooers II, LLC | 62631 | NY | MAT | NPCC |  | 22 | 2 | NAICS-22 Non-Cogen | PV | SUN | SUN | NYIS | A |  | 0 | 0 | 0 | 0 | 0 | 0 | 0 | 0 | 0 | 0 | 0 | 0 | 0 | 0 | 0 | 0 | 0 | 0 | 0 | 0 | 0 | 0 | 0 | 0 | 0 | 0 | 0 | 0 | 0 | 0 | 0 | 0 | 0 | 0 | 0 | 0 | 1616 | 1804 | 2609 | 2616 | 3435 | 3453 | 3284 | 2788 | 2742 | 1947 | 1793 | 1213 | 1616 | 1804 | 2609 | 2616 | 3435 | 3453 | 3284 | 2788 | 2742 | 1947 | 1793 | 1213 | 184.314 | 205.779 | 297.539 | 298.352 | 391.794 | 393.865 | 374.6 | 318.061 | 312.792 | 222.068 | 204.504 | 138.332 | 0 | 0 | 29300 | 29300 | 3342 | 2020 | solar PV | TRUE
62532 | N | . | Boas Rd #3 Community Solar Farm | NY Mooers III, LLC | 62632 | NY | MAT | NPCC |  | 22 | 2 | NAICS-22 Non-Cogen | PV | SUN | SUN | NYIS | A |  | 0 | 0 | 0 | 0 | 0 | 0 | 0 | 0 | 0 | 0 | 0 | 0 | 0 | 0 | 0 | 0 | 0 | 0 | 0 | 0 | 0 | 0 | 0 | 0 | 0 | 0 | 0 | 0 | 0 | 0 | 0 | 0 | 0 | 0 | 0 | 0 | 1587 | 1772 | 2562 | 2569 | 3374 | 3392 | 3226 | 2739 | 2694 | 1912 | 1761 | 1191 | 1587 | 1772 | 2562 | 2569 | 3374 | 3392 | 3226 | 2739 | 2694 | 1912 | 1761 | 1191 | 181.062 | 202.146 | 292.286 | 293.085 | 384.877 | 386.912 | 367.986 | 312.446 | 307.27 | 218.147 | 200.893 | 135.89 | 0 | 0 | 28779 | 28779 | 3283 | 2020 | solar PV | TRUE
62533 | N | . | Boas Rd #4 Community Solar Farm | Generate Capital | 61194 | NY | MAT | NPCC |  | 22 | 2 | NAICS-22 Non-Cogen | PV | SUN | SUN | NYIS | A |  | . | 0 | 0 | 0 | 0 | 0 | 0 | 0 | 0 | 0 | 0 | 0 | . | 0 | 0 | 0 | 0 | 0 | 0 | 0 | 0 | 0 | 0 | 0 | . | 0 | 0 | 0 | 0 | 0 | 0 | 0 | 0 | 0 | 0 | 0 | . | 1628 | 2354 | 2361 | 3100 | 3117 | 2964 | 2517 | 2475 | 1757 | 1618 | 1095 | . | 1628 | 2354 | 2361 | 3100 | 3117 | 2964 | 2517 | 2475 | 1757 | 1618 | 1095 | . | 185.728 | 268.546 | 269.281 | 353.618 | 355.487 | 338.099 | 287.069 | 282.313 | 200.429 | 184.577 | 124.853 | 0 | 0 | 24986 | 24986 | 2850 | 2020 | solar PV | TRUE
62535 | N | . | MSC-Scott01 LLC | MSC-Scott01 LLC | 62035 | MN | WNC | MRO |  | 22 | 2 | NAICS-22 Non-Cogen | PV | SUN | SUN | MISO | A |  | 0 | 0 | 0 | 0 | 0 | 0 | 0 | 0 | 0 | 0 | 0 | 0 | 0 | 0 | 0 | 0 | 0 | 0 | 0 | 0 | 0 | 0 | 0 | 0 | 0 | 0 | 0 | 0 | 0 | 0 | 0 | 0 | 0 | 0 | 0 | 0 | 529 | 1172 | 1422 | 1880 | 1956 | 2120 | 2044 | 2024 | 1427 | 1068 | 818 | 512 | 529 | 1172 | 1422 | 1880 | 1956 | 2120 | 2044 | 2024 | 1427 | 1068 | 818 | 512 | 60.295 | 133.71 | 162.229 | 214.479 | 223.102 | 241.818 | 233.178 | 230.891 | 162.819 | 121.848 | 93.249 | 58.382 | 0 | 0 | 16972 | 16972 | 1936 | 2020 | solar PV | TRUE
62536 | N | . | MSC-Chisago01 LLC CSG | MSC-Chisago01 LLC | 62038 | MN | WNC | MRO |  | 22 | 2 | NAICS-22 Non-Cogen | PV | SUN | SUN | MISO | A |  | 0 | 0 | 0 | 0 | 0 | 0 | 0 | 0 | 0 | 0 | 0 | 0 | 0 | 0 | 0 | 0 | 0 | 0 | 0 | 0 | 0 | 0 | 0 | 0 | 0 | 0 | 0 | 0 | 0 | 0 | 0 | 0 | 0 | 0 | 0 | 0 | 1 | 2 | 3 | 4 | 4 | 4 | 4 | 4 | 3 | 2 | 2 | 1 | 1 | 2 | 3 | 4 | 4 | 4 | 4 | 4 | 3 | 2 | 2 | 1 | 0.124 | 0.276 | 0.335 | 0.443 | 0.461 | 0.5 | 0.482 | 0.477 | 0.336 | 0.252 | 0.193 | 0.121 | 0 | 0 | 34 | 34 | 4 | 2020 | solar PV | TRUE
62537 | N | . | MSC-Rice01 LLC CSG | MSC-Rice01 LLC | 62039 | MN | WNC | MRO |  | 22 | 2 | NAICS-22 Non-Cogen | PV | SUN | SUN | MISO | A |  | 0 | 0 | 0 | 0 | 0 | 0 | 0 | 0 | 0 | 0 | 0 | 0 | 0 | 0 | 0 | 0 | 0 | 0 | 0 | 0 | 0 | 0 | 0 | 0 | 0 | 0 | 0 | 0 | 0 | 0 | 0 | 0 | 0 | 0 | 0 | 0 | 1 | 2 | 3 | 4 | 4 | 4 | 4 | 4 | 3 | 2 | 2 | 1 | 1 | 2 | 3 | 4 | 4 | 4 | 4 | 4 | 3 | 2 | 2 | 1 | 0.124 | 0.276 | 0.335 | 0.443 | 0.461 | 0.5 | 0.482 | 0.477 | 0.336 | 0.252 | 0.193 | 0.121 | 0 | 0 | 34 | 34 | 4 | 2020 | solar PV | TRUE
62538 | N | . | MSC-Chisago02 LLC | MSC-Chisago02 LLC | 62037 | MN | WNC | MRO |  | 22 | 2 | NAICS-22 Non-Cogen | PV | SUN | SUN | MISO | A |  | 0 | 0 | 0 | 0 | 0 | 0 | 0 | 0 | 0 | 0 | 0 | 0 | 0 | 0 | 0 | 0 | 0 | 0 | 0 | 0 | 0 | 0 | 0 | 0 | 0 | 0 | 0 | 0 | 0 | 0 | 0 | 0 | 0 | 0 | 0 | 0 | 523 | 1160 | 1408 | 1861 | 1936 | 2098 | 2023 | 2003 | 1413 | 1057 | 809 | 507 | 523 | 1160 | 1408 | 1861 | 1936 | 2098 | 2023 | 2003 | 1413 | 1057 | 809 | 507 | 59.672 | 132.329 | 160.553 | 212.263 | 220.797 | 239.32 | 230.769 | 228.506 | 161.137 | 120.589 | 92.286 | 57.779 | 0 | 0 | 16798 | 16798 | 1916 | 2020 | solar PV | TRUE
62539 | N | . | HCE Moore I | HCE Moore I, LLC | 62041 | NC | SAT | SERC |  | 22 | 2 | NAICS-22 Non-Cogen | PV | SUN | SUN | CPLE | A |  | 0 | 0 | 0 | 0 | 0 | 0 | 0 | 0 | 0 | 0 | 0 | 0 | 0 | 0 | 0 | 0 | 0 | 0 | 0 | 0 | 0 | 0 | 0 | 0 | 0 | 0 | 0 | 0 | 0 | 0 | 0 | 0 | 0 | 0 | 0 | 0 | 1670 | 1717 | 2196 | 2982 | 2985 | 2904 | 3248 | 2608 | 2209 | 2239 | 1873 | 1583 | 1670 | 1717 | 2196 | 2982 | 2985 | 2904 | 3248 | 2608 | 2209 | 2239 | 1873 | 1583 | 190.516 | 195.794 | 250.44 | 340.162 | 340.433 | 331.199 | 370.471 | 297.473 | 251.935 | 255.418 | 213.622 | 180.537 | 0 | 0 | 28214 | 28214 | 3218 | 2020 | solar PV | TRUE
62540 | N | . | Three Bridge | Three Bridge Farm, LLC | 62040 | NC | SAT | SERC |  | 22 | 2 | NAICS-22 Non-Cogen | PV | SUN | SUN | CPLE | A |  | 0 | 0 | 0 | 0 | 0 | 0 | 0 | 0 | 0 | 0 | 0 | 0 | 0 | 0 | 0 | 0 | 0 | 0 | 0 | 0 | 0 | 0 | 0 | 0 | 0 | 0 | 0 | 0 | 0 | 0 | 0 | 0 | 0 | 0 | 0 | 0 | 1803 | 1853 | 2370 | 3219 | 3222 | 3135 | 3506 | 2815 | 2384 | 2417 | 2022 | 1709 | 1803 | 1853 | 2370 | 3219 | 3222 | 3135 | 3506 | 2815 | 2384 | 2417 | 2022 | 1709 | 205.672 | 211.37 | 270.363 | 367.223 | 367.515 | 357.547 | 399.943 | 321.138 | 271.977 | 275.737 | 230.616 | 194.899 | 0 | 0 | 30455 | 30455 | 3474 | 2020 | solar PV | TRUE
62541 | N | . | Lake Placid Solar Power Plant | Duke Energy Florida, LLC | 6455 | FL | SAT | SERC |  | 22 | 1 | Electric Utility | PV | SUN | SUN | FPC | M |  | 0 | 0 | 0 | 0 | 0 | 0 | 0 | 0 | 0 | 0 | 0 | 0 | 0 | 0 | 0 | 0 | 0 | 0 | 0 | 0 | 0 | 0 | 0 | 0 | 0 | 0 | 0 | 0 | 0 | 0 | 0 | 0 | 0 | 0 | 0 | 0 | 57739 | 49008 | 85759 | 80420 | 94289 | 84961 | 82813 | 79464 | 67032 | 60229 | 52234 | 55758 | 57739 | 49008 | 85759 | 80420 | 94289 | 84961 | 82813 | 79464 | 67032 | 60229 | 52234 | 55758 | 6586 | 5590 | 9782 | 9173 | 10755 | 9691 | 9446 | 9064 | 7646 | 6870 | 5958 | 6360 | 0 | 0 | 849706 | 849706 | 96921 | 2020 | solar PV | TRUE
62542 | N | . | Debary Solar Power Plant | Duke Energy Florida, LLC | 6455 | FL | SAT | SERC |  | 22 | 1 | Electric Utility | PV | SUN | SUN | FPC | M |  | . | . | . | . | 0 | 0 | 0 | 0 | 0 | 0 | 0 | 0 | . | . | . | . | 0 | 0 | 0 | 0 | 0 | 0 | 0 | 0 | . | . | . | . | 0 | 0 | 0 | 0 | 0 | 0 | 0 | 0 | . | . | . | . | 73055 | 112823 | 112402 | 113620 | 89003 | 73406 | 68400 | 89371 | . | . | . | . | 73055 | 112823 | 112402 | 113620 | 89003 | 73406 | 68400 | 89371 | . | . | . | . | 8333 | 12869 | 12821 | 12960 | 10152 | 8373 | 7802 | 10194 | 0 | 0 | 732080 | 732080 | 83504 | 2020 | solar PV | TRUE
62543 | N | . | Trenton Solar Power Plant | Duke Energy Florida, LLC | 6455 | FL | SAT | SERC |  | 22 | 1 | Electric Utility | PV | SUN | SUN | FPC | M |  | 0 | 0 | 0 | 0 | 0 | 0 | 0 | 0 | 0 | 0 | 0 | 0 | 0 | 0 | 0 | 0 | 0 | 0 | 0 | 0 | 0 | 0 | 0 | 0 | 0 | 0 | 0 | 0 | 0 | 0 | 0 | 0 | 0 | 0 | 0 | 0 | 83365 | 98979 | 143393 | 139501 | 177777 | 146830 | 137572 | 141324 | 113033 | 113208 | 95034 | 98594 | 83365 | 98979 | 143393 | 139501 | 177777 | 146830 | 137572 | 141324 | 113033 | 113208 | 95034 | 98594 | 9509 | 11290 | 16356 | 15912 | 20278 | 16748 | 15692 | 16120 | 12893 | 12913 | 10840 | 11246 | 0 | 0 | 1488610 | 1488610 | 169797 | 2020 | solar PV | TRUE
62544 | N | . | Wilkinson Solar LLC | Dominion Renewable Energy | 58468 | NC | SAT | SERC |  | 22 | 2 | NAICS-22 Non-Cogen | PV | SUN | SUN | PJM | M |  | 0 | 0 | 0 | 0 | 0 | 0 | 0 | 0 | 0 | 0 | 0 | 0 | 0 | 0 | 0 | 0 | 0 | 0 | 0 | 0 | 0 | 0 | 0 | 0 | 0 | 0 | 0 | 0 | 0 | 0 | 0 | 0 | 0 | 0 | 0 | 0 | 67006 | 83883 | 104056 | 105949 | 142367 | 146672 | 103433 | 129155 | 103433 | 104713 | 88705 | 55592 | 67006 | 83883 | 104056 | 105949 | 142367 | 146672 | 103433 | 129155 | 103433 | 104713 | 88705 | 55592 | 7643 | 9568 | 11869 | 12085 | 16239 | 16730 | 11798 | 14732 | 11798 | 11944 | 10118 | 6341 | 0 | 0 | 1234964 | 1234964 | 140865 | 2020 | solar PV | TRUE
62545 | N | . | Renew Solar ABC Sacramento LLC | Greenbacker Renewable Energy Corporation | 60025 | CA | PACC | WECC |  | 22 | 2 | NAICS-22 Non-Cogen | PV | SUN | SUN | BANC | A |  | . | . | . | . | . | . | . | . | . | . | 0 | 0 | . | . | . | . | . | . | . | . | . | . | 0 | 0 | . | . | . | . | . | . | . | . | . | . | 0 | 0 | . | . | . | . | . | . | . | . | . | . | 1624 | 1286 | . | . | . | . | . | . | . | . | . | . | 1624 | 1286 | . | . | . | . | . | . | . | . | . | . | 185.294 | 146.706 | 0 | 0 | 2910 | 2910 | 332 | 2020 | solar PV | TRUE
62549 | N | . | Kearsarge Johnstown 1 CSG | Kearsarge Johnstown 1 LLC | 62052 | NY | MAT | NPCC |  | 22 | 2 | NAICS-22 Non-Cogen | PV | SUN | SUN | NYIS | A |  | 0 | 0 | 0 | 0 | 0 | 0 | 0 | 0 | 0 | 0 | 0 | 0 | 0 | 0 | 0 | 0 | 0 | 0 | 0 | 0 | 0 | 0 | 0 | 0 | 0 | 0 | 0 | 0 | 0 | 0 | 0 | 0 | 0 | 0 | 0 | 0 | 1189 | 1327 | 1919 | 1925 | 2527 | 2541 | 2416 | 2052 | 2018 | 1432 | 1319 | 892 | 1189 | 1327 | 1919 | 1925 | 2527 | 2541 | 2416 | 2052 | 2018 | 1432 | 1319 | 892 | 135.615 | 151.41 | 218.925 | 219.524 | 288.277 | 289.801 | 275.626 | 234.025 | 230.148 | 163.395 | 150.471 | 101.783 | 0 | 0 | 21557 | 21557 | 2459 | 2020 | solar PV | TRUE
62550 | N | . | Kearsarge GB | Kearsarge GB LLC | 62053 | MA | NEW | NPCC |  | 22 | 2 | NAICS-22 Non-Cogen | PV | SUN | SUN | ISNE | A |  | 0 | 0 | 0 | 0 | 0 | 0 | 0 | 0 | 0 | 0 | 0 | 0 | 0 | 0 | 0 | 0 | 0 | 0 | 0 | 0 | 0 | 0 | 0 | 0 | 0 | 0 | 0 | 0 | 0 | 0 | 0 | 0 | 0 | 0 | 0 | 0 | 1304 | 1708 | 2599 | 2491 | 3513 | 3319 | 3268 | 3089 | 2682 | 1950 | 1395 | 1061 | 1304 | 1708 | 2599 | 2491 | 3513 | 3319 | 3268 | 3089 | 2682 | 1950 | 1395 | 1061 | 148.717 | 194.796 | 296.399 | 284.188 | 400.651 | 378.533 | 372.773 | 352.384 | 305.96 | 222.443 | 159.085 | 121.071 | 0 | 0 | 28379 | 28379 | 3237 | 2020 | solar PV | TRUE
62551 | N | . | Kearsarge SKSC1 LLC | Kearsarge SKSC1 LLC | 62054 | RI | NEW | NPCC |  | 22 | 2 | NAICS-22 Non-Cogen | PV | SUN | SUN | ISNE | A |  | 0 | 0 | 0 | 0 | 0 | 0 | 0 | 0 | 0 | 0 | 0 | 0 | 0 | 0 | 0 | 0 | 0 | 0 | 0 | 0 | 0 | 0 | 0 | 0 | 0 | 0 | 0 | 0 | 0 | 0 | 0 | 0 | 0 | 0 | 0 | 0 | 2339 | 3216 | 5161 | 5121 | 7234 | 6947 | 6952 | 6036 | 5476 | 3855 | 2898 | 1811 | 2339 | 3216 | 5161 | 5121 | 7234 | 6947 | 6952 | 6036 | 5476 | 3855 | 2898 | 1811 | 266.8 | 366.843 | 588.65 | 584.134 | 825.128 | 792.417 | 792.991 | 688.503 | 624.61 | 439.743 | 330.572 | 206.609 | 0 | 0 | 57046 | 57046 | 6507 | 2020 | solar PV | TRUE
62552 | N | . | Kearsarge Uxbridge | Kearsarge Uxbridge LLC | 62055 | MA | NEW | NPCC |  | 22 | 2 | NAICS-22 Non-Cogen | PV | SUN | SUN | ISNE | A |  | 0 | 0 | 0 | 0 | 0 | 0 | 0 | 0 | 0 | 0 | 0 | 0 | 0 | 0 | 0 | 0 | 0 | 0 | 0 | 0 | 0 | 0 | 0 | 0 | 0 | 0 | 0 | 0 | 0 | 0 | 0 | 0 | 0 | 0 | 0 | 0 | 1368 | 1792 | 2726 | 2614 | 3685 | 3482 | 3429 | 3241 | 2814 | 2046 | 1463 | 1114 | 1368 | 1792 | 2726 | 2614 | 3685 | 3482 | 3429 | 3241 | 2814 | 2046 | 1463 | 1114 | 156.021 | 204.364 | 310.958 | 298.147 | 420.331 | 397.127 | 391.084 | 369.693 | 320.988 | 233.369 | 166.9 | 127.018 | 0 | 0 | 29774 | 29774 | 3396 | 2020 | solar PV | TRUE
62556 | N | . | Kearsarge Johnstown 2 CSG | Kearsarge Johnstown 2 LLC | 62056 | NY | MAT | NPCC |  | 22 | 2 | NAICS-22 Non-Cogen | PV | SUN | SUN | NYIS | A |  | 0 | 0 | 0 | 0 | 0 | 0 | 0 | 0 | 0 | 0 | 0 | 0 | 0 | 0 | 0 | 0 | 0 | 0 | 0 | 0 | 0 | 0 | 0 | 0 | 0 | 0 | 0 | 0 | 0 | 0 | 0 | 0 | 0 | 0 | 0 | 0 | 1639 | 1829 | 2645 | 2652 | 3483 | 3502 | 3330 | 2828 | 2781 | 1974 | 1818 | 1230 | 1639 | 1829 | 2645 | 2652 | 3483 | 3502 | 3330 | 2828 | 2781 | 1974 | 1818 | 1230 | 186.906 | 208.673 | 301.723 | 302.548 | 397.304 | 399.404 | 379.868 | 322.534 | 317.191 | 225.191 | 207.38 | 140.278 | 0 | 0 | 29711 | 29711 | 3389 | 2020 | solar PV | TRUE
62557 | N | . | Kearsarge Montague | Kearsarge Montague LLC | 62057 | MA | NEW | NPCC |  | 22 | 2 | NAICS-22 Non-Cogen | PV | SUN | SUN | ISNE | A |  | 0 | 0 | 0 | 0 | 0 | 0 | 0 | 0 | 0 | 0 | 0 | 0 | 0 | 0 | 0 | 0 | 0 | 0 | 0 | 0 | 0 | 0 | 0 | 0 | 0 | 0 | 0 | 0 | 0 | 0 | 0 | 0 | 0 | 0 | 0 | 0 | 2925 | 3832 | 5830 | 5590 | 7881 | 7446 | 7333 | 6932 | 6019 | 4376 | 3129 | 2382 | 2925 | 3832 | 5830 | 5590 | 7881 | 7446 | 7333 | 6932 | 6019 | 4376 | 3129 | 2382 | 333.683 | 437.072 | 665.043 | 637.645 | 898.958 | 849.332 | 836.408 | 790.659 | 686.496 | 499.105 | 356.947 | 271.652 | 0 | 0 | 63675 | 63675 | 7263 | 2020 | solar PV | TRUE
62558 | N | . | Kearsarge SKSC2 LLC | Kearsarge SKSC2 LLC | 62058 | RI | NEW | NPCC |  | 22 | 2 | NAICS-22 Non-Cogen | PV | SUN | SUN | ISNE | A |  | 0 | 0 | 0 | 0 | 0 | 0 | 0 | 0 | 0 | 0 | 0 | 0 | 0 | 0 | 0 | 0 | 0 | 0 | 0 | 0 | 0 | 0 | 0 | 0 | 0 | 0 | 0 | 0 | 0 | 0 | 0 | 0 | 0 | 0 | 0 | 0 | 2173 | 2988 | 4795 | 4758 | 6721 | 6455 | 6460 | 5608 | 5088 | 3582 | 2693 | 1683 | 2173 | 2988 | 4795 | 4758 | 6721 | 6455 | 6460 | 5608 | 5088 | 3582 | 2693 | 1683 | 247.898 | 340.853 | 546.946 | 542.75 | 766.67 | 736.277 | 736.81 | 639.725 | 580.359 | 408.589 | 307.152 | 191.971 | 0 | 0 | 53004 | 53004 | 6046 | 2020 | solar PV | TRUE
62559 | N | . | Kearsarge Wilmington | Kearsarge Wilmington LLC | 62059 | MA | NEW | NPCC |  | 22 | 2 | NAICS-22 Non-Cogen | PV | SUN | SUN | ISNE | A |  | 0 | 0 | 0 | 0 | 0 | 0 | 0 | 0 | 0 | 0 | 0 | 0 | 0 | 0 | 0 | 0 | 0 | 0 | 0 | 0 | 0 | 0 | 0 | 0 | 0 | 0 | 0 | 0 | 0 | 0 | 0 | 0 | 0 | 0 | 0 | 0 | 992 | 1299 | 1977 | 1896 | 2673 | 2525 | 2487 | 2351 | 2041 | 1484 | 1061 | 808 | 992 | 1299 | 1977 | 1896 | 2673 | 2525 | 2487 | 2351 | 2041 | 1484 | 1061 | 808 | 113.158 | 148.218 | 225.527 | 216.236 | 304.851 | 288.022 | 283.639 | 268.125 | 232.802 | 169.255 | 121.046 | 92.121 | 0 | 0 | 21594 | 21594 | 2463 | 2020 | solar PV | TRUE
62560 | N | . | Airport Solar | Airport Solar LLC | 62051 | OR | PACC | WECC |  | 22 | 2 | NAICS-22 Non-Cogen | PV | SUN | SUN | PACW | M |  | 0 | 0 | 0 | 0 | 0 | 0 | 0 | 0 | 0 | 0 | 0 | 0 | 0 | 0 | 0 | 0 | 0 | 0 | 0 | 0 | 0 | 0 | 0 | 0 | 0 | 0 | 0 | 0 | 0 | 0 | 0 | 0 | 0 | 0 | 0 | 0 | 19428 | 65077 | 57292 | 82585 | 84838 | 118977 | 138150 | 105967 | 87065 | 75335 | 27958 | 29001 | 19428 | 65077 | 57292 | 82585 | 84838 | 118977 | 138150 | 105967 | 87065 | 75335 | 27958 | 29001 | 2216 | 7423 | 6535 | 9420 | 9677 | 13571 | 15758 | 12087 | 9931 | 8593 | 3189 | 3308 | 0 | 0 | 891673 | 891673 | 101708 | 2020 | solar PV | TRUE
62561 | N | . | Roadrunner, LLC Hybrid | Roadrunner Solar, LLC | 62047 | TX | WSC | TRE |  | 22 | 2 | NAICS-22 Non-Cogen | PV | SUN | SUN | ERCO | M |  | 0 | 0 | 0 | 0 | 0 | 0 | 0 | 0 | 0 | 0 | 0 | 0 | 0 | 0 | 0 | 0 | 0 | 0 | 0 | 0 | 0 | 0 | 0 | 0 | 0 | 0 | 0 | 0 | 0 | 0 | 0 | 0 | 0 | 0 | 0 | 0 | 266710 | 252604 | 324195 | 441436 | 799059 | 1014070 | 1102810 | 1021978 | 792169 | 512194 | 489339 | 471708 | 266710 | 252604 | 324195 | 441436 | 799059 | 1014070 | 1102810 | 1021978 | 792169 | 512194 | 489339 | 471708 | 30422 | 28813 | 36979 | 50352 | 91144 | 115669 | 125791 | 116571 | 90358 | 58423 | 55816 | 53805 | 0 | 0 | 7488272 | 7488272 | 854143 | 2020 | solar PV | TRUE
62562 | N | . | High Lonesome Wind Power, LLC Hybrid | High Lonesome Wind Power, LLC | 62046 | TX | WSC | TRE |  | 22 | 2 | NAICS-22 Non-Cogen | WT | WND | WND | ERCO | M |  | . | . | . | . | . | . | . | . | 0 | 0 | 0 | 0 | . | . | . | . | . | . | . | . | 0 | 0 | 0 | 0 | . | . | . | . | . | . | . | . | 0 | 0 | 0 | 0 | . | . | . | . | . | . | . | . | 696293 | 1159865 | 1182283 | 1004988 | . | . | . | . | . | . | . | . | 696293 | 1159865 | 1182283 | 1004988 | . | . | . | . | . | . | . | . | 79422 | 132299 | 134856 | 114633 | 0 | 0 | 4043429 | 4043429 | 461210 | 2020 | onshore wind | TRUE
62563 | N | . | High Prairie Wind Farm | Union Electric Co - (MO) | 19436 | MO | WNC | SERC |  | 22 | 1 | Electric Utility | WT | WND | WND | MISO | M |  | . | . | . | . | . | . | . | . | . | . | . | 0 | . | . | . | . | . | . | . | . | . | . | . | 0 | . | . | . | . | . | . | . | . | . | . | . | 0 | . | . | . | . | . | . | . | . | . | . | . | 526748 | . | . | . | . | . | . | . | . | . | . | . | 526748 | . | . | . | . | . | . | . | . | . | . | . | 60083 | 0 | 0 | 526748 | 526748 | 60083 | 2020 | onshore wind | TRUE
62566 | N | . | Blue Summit III Wind | Blue Summit III Wind, LLC | 62063 | TX | WSC | TRE |  | 22 | 2 | NAICS-22 Non-Cogen | WT | WND | WND | ERCO | M |  | 0 | 0 | 0 | 0 | 0 | 0 | 0 | 0 | 0 | 0 | 0 | 0 | 0 | 0 | 0 | 0 | 0 | 0 | 0 | 0 | 0 | 0 | 0 | 0 | 0 | 0 | 0 | 0 | 0 | 0 | 0 | 0 | 0 | 0 | 0 | 0 | 614681 | 636186 | 571258 | 668054 | 561193 | 661681 | 527186 | 529185 | 400687 | 604993 | 667195 | 670132 | 614681 | 636186 | 571258 | 668054 | 561193 | 661681 | 527186 | 529185 | 400687 | 604993 | 667195 | 670132 | 70113 | 72566 | 65160 | 76201 | 64012 | 75474 | 60133 | 60361 | 45704 | 69008 | 76103 | 76438 | 0 | 0 | 7112431 | 7112431 | 811273 | 2020 | onshore wind | TRUE
62567 | N | . | GD Richmond Buttonwoods I, LLC | GD Richmond Buttonwoods I, LLC | 62062 | RI | NEW | NPCC |  | 22 | 2 | NAICS-22 Non-Cogen | PV | SUN | SUN | ISNE | A |  | 0 | 0 | 0 | 0 | 0 | 0 | 0 | 0 | 0 | 0 | 0 | 0 | 0 | 0 | 0 | 0 | 0 | 0 | 0 | 0 | 0 | 0 | 0 | 0 | 0 | 0 | 0 | 0 | 0 | 0 | 0 | 0 | 0 | 0 | 0 | 0 | 651 | 895 | 1436 | 1425 | 2013 | 1933 | 1935 | 1680 | 1524 | 1073 | 807 | 504 | 651 | 895 | 1436 | 1425 | 2013 | 1933 | 1935 | 1680 | 1524 | 1073 | 807 | 504 | 74.255 | 102.098 | 163.831 | 162.574 | 229.646 | 220.542 | 220.702 | 191.621 | 173.839 | 122.387 | 92.003 | 57.502 | 0 | 0 | 15876 | 15876 | 1811 | 2020 | solar PV | TRUE
62568 | N | . | GD West Greenwich Victory I, LLC | GD West Greenwich Victory I, LLC | 62061 | RI | NEW | NPCC |  | 22 | 2 | NAICS-22 Non-Cogen | PV | SUN | SUN | ISNE | A |  | 0 | 0 | 0 | 0 | 0 | 0 | 0 | 0 | 0 | 0 | 0 | 0 | 0 | 0 | 0 | 0 | 0 | 0 | 0 | 0 | 0 | 0 | 0 | 0 | 0 | 0 | 0 | 0 | 0 | 0 | 0 | 0 | 0 | 0 | 0 | 0 | 951 | 1308 | 2099 | 2082 | 2942 | 2825 | 2827 | 2455 | 2227 | 1568 | 1178 | 737 | 951 | 1308 | 2099 | 2082 | 2942 | 2825 | 2827 | 2455 | 2227 | 1568 | 1178 | 737 | 108.49 | 149.173 | 239.368 | 237.532 | 335.529 | 322.228 | 322.461 | 279.972 | 253.991 | 178.817 | 134.424 | 84.015 | 0 | 0 | 23199 | 23199 | 2646 | 2020 | solar PV | TRUE
62569 | N | . | Knoxville Battery Energy Storage | MidAmerican Energy Co | 12341 | IA | WNC | MRO |  | 22 | 1 | Electric Utility | BA | MWH | OTH | MISO | A | megawatthours | 27 | 31 | 44 | 42 | 42 | 41 | 42 | 43 | 38 | 42 | 41 | 41 | 27 | 31 | 44 | 42 | 42 | 41 | 42 | 43 | 38 | 42 | 41 | 41 | 0 | 0 | 0 | 0 | 0 | 0 | 0 | 0 | 0 | 0 | 0 | 0 | 0 | 0 | 0 | 0 | 0 | 0 | 0 | 0 | 0 | 0 | 0 | 0 | 0 | 0 | 0 | 0 | 0 | 0 | 0 | 0 | 0 | 0 | 0 | 0 | -3.324 | -3.898 | -5.531 | -5.26 | -5.271 | -5.06 | -5.266 | -5.292 | -4.708 | -5.177 | -5.14 | -5.073 | 474 | 474 | 0 | 0 | -59 | 2020 | other | TRUE
62570 | N | . | Jiminy Peak Wind QF | Jiminy Peak Mountain Resort, LLC | 62069 | MA | NEW | NPCC |  | 22 | 2 | NAICS-22 Non-Cogen | WT | WND | WND | ISNE | A |  | 0 | 0 | 0 | 0 | 0 | 0 | 0 | 0 | 0 | 0 | 0 | 0 | 0 | 0 | 0 | 0 | 0 | 0 | 0 | 0 | 0 | 0 | 0 | 0 | 0 | 0 | 0 | 0 | 0 | 0 | 0 | 0 | 0 | 0 | 0 | 0 | 1 | 1 | 2 | 2 | 2 | 1 | 1 | 1 | 1 | 1 | 2 | 2 | 1 | 1 | 2 | 2 | 2 | 1 | 1 | 1 | 1 | 1 | 2 | 2 | 0.145 | 0.157 | 0.197 | 0.227 | 0.188 | 0.104 | 0.109 | 0.123 | 0.138 | 0.146 | 0.243 | 0.223 | 0 | 0 | 17 | 17 | 2 | 2020 | onshore wind | TRUE
62571 | N | . | Disney Prospect | Bloom Energy | 57128 | CA | PACC | WECC |  | 22 | 2 | NAICS-22 Non-Cogen | FC | NG | NG | LDWP | A | mcf | 3989 | 3522 | 3910 | 2765 | 2600 | 3657 | 5116 | 6363 | 5541 | 5754 | 4596 | 5095 | 3989 | 3522 | 3910 | 2765 | 2600 | 3657 | 5116 | 6363 | 5541 | 5754 | 4596 | 5095 | 1.02 | 1.02 | 1.02 | 1.02 | 1.02 | 1.02 | 1.02 | 1.02 | 1.02 | 1.02 | 1.02 | 1.02 | 4069 | 3592 | 3988 | 2820 | 2652 | 3730 | 5218 | 6490 | 5652 | 5869 | 4688 | 5197 | 4069 | 3592 | 3988 | 2820 | 2652 | 3730 | 5218 | 6490 | 5652 | 5869 | 4688 | 5197 | 556.054 | 491.047 | 545.095 | 385.491 | 362.467 | 509.885 | 713.276 | 887.008 | 772.446 | 802.204 | 640.772 | 710.255 | 52908 | 52908 | 53965 | 53965 | 7376 | 2020 | other | TRUE
62572 | N | . | ATT Jericho | Bloom Energy | 57128 | NY | MAT | NPCC |  | 22 | 2 | NAICS-22 Non-Cogen | FC | NG | NG | NYIS | A | mcf | 4105 | 3856 | 3774 | 2693 | 3147 | 5006 | 7208 | 6421 | 5038 | 3773 | 3890 | 3964 | 4105 | 3856 | 3774 | 2693 | 3147 | 5006 | 7208 | 6421 | 5038 | 3773 | 3890 | 3964 | 1.02 | 1.02 | 1.02 | 1.02 | 1.02 | 1.02 | 1.02 | 1.02 | 1.02 | 1.02 | 1.02 | 1.02 | 4187 | 3933 | 3849 | 2747 | 3210 | 5106 | 7352 | 6549 | 5139 | 3848 | 3968 | 4043 | 4187 | 3933 | 3849 | 2747 | 3210 | 5106 | 7352 | 6549 | 5139 | 3848 | 3968 | 4043 | 543.659 | 510.797 | 500.048 | 356.812 | 416.932 | 663.237 | 954.997 | 850.64 | 667.484 | 499.879 | 515.3 | 525.215 | 52875 | 52875 | 53931 | 53931 | 7005 | 2020 | other | TRUE
62573 | N | . | ATT Kelvin | Bloom Energy | 57128 | CA | PACC | WECC |  | 22 | 2 | NAICS-22 Non-Cogen | FC | NG | NG | CISO | A | mcf | 3999 | 3532 | 3921 | 2773 | 2607 | 3667 | 5130 | 6380 | 5556 | 5770 | 4609 | 5109 | 3999 | 3532 | 3921 | 2773 | 2607 | 3667 | 5130 | 6380 | 5556 | 5770 | 4609 | 5109 | 1.02 | 1.02 | 1.02 | 1.02 | 1.02 | 1.02 | 1.02 | 1.02 | 1.02 | 1.02 | 1.02 | 1.02 | 4079 | 3603 | 3999 | 2828 | 2659 | 3740 | 5233 | 6508 | 5667 | 5885 | 4701 | 5211 | 4079 | 3603 | 3999 | 2828 | 2659 | 3740 | 5233 | 6508 | 5667 | 5885 | 4701 | 5211 | 579.874 | 512.084 | 568.448 | 402.007 | 377.995 | 531.73 | 743.834 | 925.009 | 805.539 | 836.572 | 668.224 | 740.684 | 53053 | 53053 | 54113 | 54113 | 7692 | 2020 | other | TRUE
62574 | N | . | ATT Van Nyus | Bloom Energy | 57128 | CA | PACC | WECC |  | 22 | 2 | NAICS-22 Non-Cogen | FC | NG | NG | LDWP | A | mcf | 3783 | 3342 | 3710 | 2623 | 2467 | 3470 | 4854 | 6036 | 5257 | 5459 | 4361 | 4834 | 3783 | 3342 | 3710 | 2623 | 2467 | 3470 | 4854 | 6036 | 5257 | 5459 | 4361 | 4834 | 1.02 | 1.02 | 1.02 | 1.02 | 1.02 | 1.02 | 1.02 | 1.02 | 1.02 | 1.02 | 1.02 | 1.02 | 3859 | 3409 | 3784 | 2675 | 2516 | 3539 | 4951 | 6157 | 5362 | 5568 | 4448 | 4931 | 3859 | 3409 | 3784 | 2675 | 2516 | 3539 | 4951 | 6157 | 5362 | 5568 | 4448 | 4931 | 517.982 | 457.428 | 507.775 | 359.099 | 337.65 | 474.976 | 664.441 | 826.279 | 719.56 | 747.281 | 596.902 | 661.627 | 50196 | 50196 | 51199 | 51199 | 6871 | 2020 | other | TRUE
62575 | N | . | FLEX Gibraltar | Bloom Energy | 57128 | CA | PACC | WECC |  | 22 | 2 | NAICS-22 Non-Cogen | FC | NG | NG | CISO | A | mcf | 4118 | 3637 | 4038 | 2856 | 2685 | 3777 | 5284 | 6571 | 5722 | 5942 | 4747 | 5261 | 4118 | 3637 | 4038 | 2856 | 2685 | 3777 | 5284 | 6571 | 5722 | 5942 | 4747 | 5261 | 1.02 | 1.02 | 1.02 | 1.02 | 1.02 | 1.02 | 1.02 | 1.02 | 1.02 | 1.02 | 1.02 | 1.02 | 4200 | 3710 | 4119 | 2913 | 2739 | 3853 | 5390 | 6702 | 5836 | 6061 | 4842 | 5366 | 4200 | 3710 | 4119 | 2913 | 2739 | 3853 | 5390 | 6702 | 5836 | 6061 | 4842 | 5366 | 567.812 | 501.433 | 556.624 | 393.644 | 370.133 | 520.669 | 728.361 | 905.768 | 788.783 | 819.171 | 654.325 | 725.277 | 54638 | 54638 | 55731 | 55731 | 7532 | 2020 | other | TRUE
62576 | N | . | MER Queens | Bloom Energy | 57128 | NY | MAT | NPCC |  | 22 | 2 | NAICS-22 Non-Cogen | FC | NG | NG | NYIS | A | mcf | 4825 | 4534 | 4438 | 3167 | 3701 | 5887 | 8476 | 7550 | 5924 | 4437 | 4574 | 4662 | 4825 | 4534 | 4438 | 3167 | 3701 | 5887 | 8476 | 7550 | 5924 | 4437 | 4574 | 4662 | 1.026 | 1.026 | 1.026 | 1.026 | 1.026 | 1.026 | 1.026 | 1.026 | 1.026 | 1.026 | 1.026 | 1.026 | 4950 | 4652 | 4553 | 3249 | 3797 | 6040 | 8696 | 7746 | 6078 | 4552 | 4693 | 4783 | 4950 | 4652 | 4553 | 3249 | 3797 | 6040 | 8696 | 7746 | 6078 | 4552 | 4693 | 4783 | 677.692 | 636.728 | 623.329 | 444.779 | 519.721 | 826.751 | 1190.44 | 1060.355 | 832.044 | 623.119 | 642.341 | 654.701 | 62175 | 62175 | 63789 | 63789 | 8732 | 2020 | other | TRUE
62577 | N | . | APP Prune A-D | Bloom Energy | 57128 | CA | PACC | WECC |  | 22 | 2 | NAICS-22 Non-Cogen | FC | NG | NG | CISO | A | mcf | 15172 | 13399 | 14874 | 10519 | 9890 | 13913 | 19463 | 24203 | 21077 | 21889 | 17484 | 19380 | 15172 | 13399 | 14874 | 10519 | 9890 | 13913 | 19463 | 24203 | 21077 | 21889 | 17484 | 19380 | 1.02 | 1.02 | 1.02 | 1.02 | 1.02 | 1.02 | 1.02 | 1.02 | 1.02 | 1.02 | 1.02 | 1.02 | 15475 | 13667 | 15171 | 10729 | 10088 | 14191 | 19852 | 24687 | 21499 | 22327 | 17834 | 19768 | 15475 | 13667 | 15171 | 10729 | 10088 | 14191 | 19852 | 24687 | 21499 | 22327 | 17834 | 19768 | 1561.486 | 1378.94 | 1530.715 | 1082.522 | 1017.865 | 1431.84 | 2002.994 | 2490.862 | 2169.153 | 2252.72 | 1799.392 | 1994.511 | 201263 | 201263 | 205288 | 205288 | 20713 | 2020 | other | TRUE
62578 | N | . | Preferred Freezer San Leandro | EnterSolar | 62067 | CA | PACC | WECC |  | 493 | 4 | Commercial NAICS Non-Cogen | PV | SUN | SUN | CISO | A |  | 0 | 0 | 0 | 0 | 0 | 0 | 0 | 0 | 0 | 0 | 0 | 0 | 0 | 0 | 0 | 0 | 0 | 0 | 0 | 0 | 0 | 0 | 0 | 0 | 0 | 0 | 0 | 0 | 0 | 0 | 0 | 0 | 0 | 0 | 0 | 0 | 1484 | 2012 | 1969 | 2481 | 3248 | 3234 | 3653 | 3026 | 2376 | 2196 | 1736 | 1375 | 1484 | 2012 | 1969 | 2481 | 3248 | 3234 | 3653 | 3026 | 2376 | 2196 | 1736 | 1375 | 169.308 | 229.505 | 224.585 | 283.04 | 370.428 | 368.873 | 416.648 | 345.181 | 271.035 | 250.525 | 198.059 | 156.813 | 0 | 0 | 28790 | 28790 | 3284 | 2020 | solar PV | FALSE
62579 | N | . | Plainfield Community Solar LLC | Plainfield Solar LLC | 62070 | MA | NEW | NPCC |  | 22 | 2 | NAICS-22 Non-Cogen | PV | SUN | SUN | ISNE | A |  | 0 | 0 | 0 | 0 | 0 | 0 | 0 | 0 | 0 | 0 | 0 | 0 | 0 | 0 | 0 | 0 | 0 | 0 | 0 | 0 | 0 | 0 | 0 | 0 | 0 | 0 | 0 | 0 | 0 | 0 | 0 | 0 | 0 | 0 | 0 | 0 | 1276 | 1672 | 2544 | 2439 | 3439 | 3249 | 3199 | 3024 | 2626 | 1909 | 1365 | 1039 | 1276 | 1672 | 2544 | 2439 | 3439 | 3249 | 3199 | 3024 | 2626 | 1909 | 1365 | 1039 | 145.595 | 190.704 | 290.172 | 278.218 | 392.234 | 370.581 | 364.942 | 344.981 | 299.533 | 217.77 | 155.743 | 118.527 | 0 | 0 | 27781 | 27781 | 3169 | 2020 | solar PV | TRUE
62580 | N | . | Route 14A CDG Solar North and South LLC | Route 14A CDG Solar North and South, LLC | 62071 | NY | MAT | NPCC |  | 22 | 2 | NAICS-22 Non-Cogen | PV | SUN | SUN | NYIS | A |  | 0 | 0 | 0 | 0 | 0 | 0 | 0 | 0 | 0 | 0 | 0 | 0 | 0 | 0 | 0 | 0 | 0 | 0 | 0 | 0 | 0 | 0 | 0 | 0 | 0 | 0 | 0 | 0 | 0 | 0 | 0 | 0 | 0 | 0 | 0 | 0 | 3158 | 3526 | 5098 | 5112 | 6713 | 6749 | 6419 | 5450 | 5360 | 3805 | 3504 | 2370 | 3158 | 3526 | 5098 | 5112 | 6713 | 6749 | 6419 | 5450 | 5360 | 3805 | 3504 | 2370 | 360.245 | 402.199 | 581.545 | 583.135 | 765.769 | 769.816 | 732.162 | 621.656 | 611.358 | 434.036 | 399.706 | 270.373 | 0 | 0 | 57264 | 57264 | 6532 | 2020 | solar PV | TRUE
62581 | N | . | Tolland Solar NG LLC | Tolland Solar NG LLC | 62068 | MA | NEW | NPCC |  | 22 | 2 | NAICS-22 Non-Cogen | PV | SUN | SUN | ISNE | A |  | 0 | 0 | 0 | 0 | 0 | 0 | 0 | 0 | 0 | 0 | 0 | 0 | 0 | 0 | 0 | 0 | 0 | 0 | 0 | 0 | 0 | 0 | 0 | 0 | 0 | 0 | 0 | 0 | 0 | 0 | 0 | 0 | 0 | 0 | 0 | 0 | 2065 | 2705 | 4116 | 3946 | 5563 | 5256 | 5176 | 4893 | 4249 | 3089 | 2209 | 1681 | 2065 | 2705 | 4116 | 3946 | 5563 | 5256 | 5176 | 4893 | 4249 | 3089 | 2209 | 1681 | 235.55 | 308.532 | 469.458 | 450.118 | 634.58 | 599.549 | 590.426 | 558.131 | 484.602 | 352.322 | 251.971 | 191.761 | 0 | 0 | 44948 | 44948 | 5127 | 2020 | solar PV | TRUE
62582 | N | . | Newfield Community Solar LLC | Newfield Solar LLC | 62072 | NY | MAT | NPCC |  | 22 | 2 | NAICS-22 Non-Cogen | PV | SUN | SUN | NYIS | A |  | 0 | 0 | 0 | 0 | 0 | 0 | 0 | 0 | 0 | 0 | 0 | 0 | 0 | 0 | 0 | 0 | 0 | 0 | 0 | 0 | 0 | 0 | 0 | 0 | 0 | 0 | 0 | 0 | 0 | 0 | 0 | 0 | 0 | 0 | 0 | 0 | 4228 | 4720 | 6825 | 6844 | 8987 | 9034 | 8593 | 7296 | 7175 | 5094 | 4691 | 3173 | 4228 | 4720 | 6825 | 6844 | 8987 | 9034 | 8593 | 7296 | 7175 | 5094 | 4691 | 3173 | 482.237 | 538.4 | 778.48 | 780.608 | 1025.089 | 1030.507 | 980.102 | 832.175 | 818.388 | 581.018 | 535.063 | 361.933 | 0 | 0 | 76660 | 76660 | 8744 | 2020 | solar PV | TRUE
62583 | N | . | Tanglewood Circle Solar 1 LLC | Tanglewood Circle Solar 1 LLC | 62073 | MA | NEW | NPCC |  | 22 | 2 | NAICS-22 Non-Cogen | PV | SUN | SUN | ISNE | A |  | 0 | 0 | 0 | 0 | 0 | 0 | 0 | 0 | 0 | 0 | 0 | 0 | 0 | 0 | 0 | 0 | 0 | 0 | 0 | 0 | 0 | 0 | 0 | 0 | 0 | 0 | 0 | 0 | 0 | 0 | 0 | 0 | 0 | 0 | 0 | 0 | 3031 | 3970 | 6040 | 5791 | 8164 | 7714 | 7596 | 7181 | 6235 | 4533 | 3242 | 2467 | 3031 | 3970 | 6040 | 5791 | 8164 | 7714 | 7596 | 7181 | 6235 | 4533 | 3242 | 2467 | 345.675 | 452.779 | 688.941 | 660.559 | 931.262 | 879.853 | 866.465 | 819.072 | 711.165 | 517.041 | 369.774 | 281.414 | 0 | 0 | 65964 | 65964 | 7524 | 2020 | solar PV | TRUE
62584 | N | . | Quitman Solar | Quitman Solar, LLC | 61910 | GA | SAT | SERC |  | 22 | 2 | NAICS-22 Non-Cogen | PV | SUN | SUN | SOCO | M |  | 0 | 0 | 0 | 0 | 0 | 0 | 0 | 0 | 0 | 0 | 0 | 0 | 0 | 0 | 0 | 0 | 0 | 0 | 0 | 0 | 0 | 0 | 0 | 0 | 0 | 0 | 0 | 0 | 0 | 0 | 0 | 0 | 0 | 0 | 0 | 0 | 195320 | 202097 | 272093 | 301041 | 347270 | 294484 | 322231 | 303373 | 228003 | 237638 | 204964 | 199440 | 195320 | 202097 | 272093 | 301041 | 347270 | 294484 | 322231 | 303373 | 228003 | 237638 | 204964 | 199440 | 22279 | 23052 | 31036 | 34338 | 39611 | 33590 | 36755 | 34604 | 26007 | 27106 | 23379 | 22749 | 0 | 0 | 3107954 | 3107954 | 354506 | 2020 | solar PV | TRUE
62585 | N | . | Beebe Substation Battery Storage | Massachusetts Mun Wholes Electric Co | 11806 | MA | NEW | NPCC |  | 22 | 1 | Electric Utility | BA | MWH | OTH | ISNE | A | megawatthours | 2 | 2 | 2 | 2 | 2 | 2 | 2 | 2 | 2 | 2 | 2 | 2 | 2 | 2 | 2 | 2 | 2 | 2 | 2 | 2 | 2 | 2 | 2 | 2 | 0 | 0 | 0 | 0 | 0 | 0 | 0 | 0 | 0 | 0 | 0 | 0 | 0 | 0 | 0 | 0 | 0 | 0 | 0 | 0 | 0 | 0 | 0 | 0 | 0 | 0 | 0 | 0 | 0 | 0 | 0 | 0 | 0 | 0 | 0 | 0 | -0.722 | -0.614 | -0.682 | -0.667 | -0.688 | -0.505 | -0.66 | -0.692 | -0.684 | -0.705 | -0.688 | -0.693 | 24 | 24 | 0 | 0 | -8 | 2020 | other | TRUE
62586 | N | . | DG Florham Park Solar LLC | DG Florham Park Solar LLC | 62084 | NJ | MAT | RFC |  | 22 | 2 | NAICS-22 Non-Cogen | PV | SUN | SUN | PJM | A |  | 0 | 0 | 0 | 0 | 0 | 0 | 0 | 0 | 0 | 0 | 0 | 0 | 0 | 0 | 0 | 0 | 0 | 0 | 0 | 0 | 0 | 0 | 0 | 0 | 0 | 0 | 0 | 0 | 0 | 0 | 0 | 0 | 0 | 0 | 0 | 0 | 1345 | 1512 | 2165 | 2251 | 2946 | 3093 | 2913 | 2517 | 2313 | 1670 | 1532 | 1061 | 1345 | 1512 | 2165 | 2251 | 2946 | 3093 | 2913 | 2517 | 2313 | 1670 | 1532 | 1061 | 153.465 | 172.42 | 246.945 | 256.796 | 336.076 | 352.788 | 332.272 | 287.095 | 263.793 | 190.491 | 174.798 | 121.061 | 0 | 0 | 25318 | 25318 | 2888 | 2020 | solar PV | TRUE
62587 | N | . | Mesquite Star | Mesquite Star LLC | 62085 | TX | WSC | TRE |  | 22 | 2 | NAICS-22 Non-Cogen | WT | WND | WND | ERCO | M |  | . | . | 0 | 0 | 0 | 0 | 0 | 0 | 0 | 0 | 0 | 0 | . | . | 0 | 0 | 0 | 0 | 0 | 0 | 0 | 0 | 0 | 0 | . | . | 0 | 0 | 0 | 0 | 0 | 0 | 0 | 0 | 0 | 0 | . | . | 162347 | 535672 | 479046 | 925935 | 654018 | 742977 | 567926 | 965141 | 999219 | 979467 | . | . | 162347 | 535672 | 479046 | 925935 | 654018 | 742977 | 567926 | 965141 | 999219 | 979467 | . | . | 18518 | 61101 | 54642 | 105616 | 74600 | 84747 | 64780 | 110088 | 113975 | 111722 | 0 | 0 | 7011748 | 7011748 | 799789 | 2020 | onshore wind | TRUE
62589 | N | . | Montefiore Mount Vernon Hospital | Montefiore Mount Vernon Hospital | 62087 | NY | MAT | NPCC |  | 622 | 4 | Commercial NAICS Non-Cogen | IC | DFO | DFO | NYIS | A | barrels | 1 | 1 | 1 | 1 | 1 | 1 | 1 | 0 | 1 | 1 | 2 | 2 | 1 | 1 | 1 | 1 | 1 | 1 | 1 | 0 | 1 | 1 | 2 | 2 | 5.5 | 5.5 | 5.5 | 5.5 | 5.5 | 5.5 | 5.5 | 0 | 5.5 | 5.5 | 5.5 | 5.5 | 6 | 6 | 6 | 6 | 6 | 6 | 6 | 0 | 6 | 6 | 11 | 11 | 6 | 6 | 6 | 6 | 6 | 6 | 6 | 0 | 6 | 6 | 11 | 11 | 0.484 | 0.362 | 0.307 | 0.218 | 0.461 | 0.191 | 0.318 | 0.129 | 0.334 | 0.191 | 0.463 | 0.542 | 13 | 13 | 76 | 76 | 4 | 2020 | petroleum | FALSE
62590 | N | . | Wolf Creek Generator | 4 Rivers Electric Cooperative Inc. | 63286 | KS | WNC | MRO |  | 22 | 1 | Electric Utility | IC | DFO | DFO | SWPP | A | barrels | 12 | 12 | 10 | 11 | 13 | 16 | 8 | 13 | 10 | 12 | 17 | 13 | 12 | 12 | 10 | 11 | 13 | 16 | 8 | 13 | 10 | 12 | 17 | 13 | 5.5 | 5.5 | 5.5 | 5.5 | 5.5 | 5.5 | 5.5 | 5.5 | 5.5 | 5.5 | 5.5 | 5.5 | 66 | 66 | 55 | 61 | 72 | 88 | 44 | 72 | 55 | 66 | 94 | 72 | 66 | 66 | 55 | 61 | 72 | 88 | 44 | 72 | 55 | 66 | 94 | 72 | 6.064 | 6.303 | 5.385 | 6.108 | 7.039 | 8.485 | 4.329 | 7.018 | 5.375 | 6.706 | 9.007 | 7.181 | 147 | 147 | 811 | 811 | 79 | 2020 | petroleum | TRUE
62591 | N | . | Ekola Flats | PacifiCorp | 14354 | WY | MTN | WECC |  | 22 | 1 | Electric Utility | WT | WND | WND | PACE | M |  | . | . | . | . | . | . | . | . | . | . | . | 0 | . | . | . | . | . | . | . | . | . | . | . | 0 | . | . | . | . | . | . | . | . | . | . | . | 0 | . | . | . | . | . | . | . | . | . | . | . | 574843 | . | . | . | . | . | . | . | . | . | . | . | 574843 | . | . | . | . | . | . | . | . | . | . | . | 65569 | 0 | 0 | 574843 | 574843 | 65569 | 2020 | onshore wind | TRUE
62594 | N | . | Ruff Solar LLC | Sol Systems | 61677 | NC | SAT | SERC |  | 22 | 2 | NAICS-22 Non-Cogen | PV | SUN | SUN | DUK | A |  | . | . | . | . | . | . | 0 | 0 | 0 | 0 | 0 | 0 | . | . | . | . | . | . | 0 | 0 | 0 | 0 | 0 | 0 | . | . | . | . | . | . | 0 | 0 | 0 | 0 | 0 | 0 | . | . | . | . | . | . | 22284 | 17893 | 15154 | 15363 | 12849 | 10859 | . | . | . | . | . | . | 22284 | 17893 | 15154 | 15363 | 12849 | 10859 | . | . | . | . | . | . | 2541.792 | 2040.954 | 1728.52 | 1752.418 | 1465.657 | 1238.659 | 0 | 0 | 94402 | 94402 | 10768 | 2020 | solar PV | TRUE
62595 | N | . | Wendell Solar Farm LLC | Sol Systems | 61677 | NC | SAT | SERC |  | 22 | 2 | NAICS-22 Non-Cogen | PV | SUN | SUN | CPLE | A |  | 0 | 0 | 0 | 0 | 0 | 0 | 0 | 0 | 0 | 0 | 0 | 0 | 0 | 0 | 0 | 0 | 0 | 0 | 0 | 0 | 0 | 0 | 0 | 0 | 0 | 0 | 0 | 0 | 0 | 0 | 0 | 0 | 0 | 0 | 0 | 0 | 4408 | 4530 | 5794 | 7870 | 7876 | 7662 | 8571 | 6882 | 5829 | 5909 | 4942 | 4177 | 4408 | 4530 | 5794 | 7870 | 7876 | 7662 | 8571 | 6882 | 5829 | 5909 | 4942 | 4177 | 502.755 | 516.681 | 660.886 | 897.657 | 898.37 | 874.003 | 977.638 | 785.003 | 664.833 | 674.025 | 563.729 | 476.42 | 0 | 0 | 74450 | 74450 | 8492 | 2020 | solar PV | TRUE
62596 | N | . | Sabattus Solar LLC | Sol Systems | 61677 | NC | SAT | SERC |  | 22 | 2 | NAICS-22 Non-Cogen | PV | SUN | SUN | CPLE | A |  | 0 | 0 | 0 | 0 | 0 | 0 | 0 | 0 | 0 | 0 | 0 | 0 | 0 | 0 | 0 | 0 | 0 | 0 | 0 | 0 | 0 | 0 | 0 | 0 | 0 | 0 | 0 | 0 | 0 | 0 | 0 | 0 | 0 | 0 | 0 | 0 | 4031 | 4142 | 5299 | 7197 | 7203 | 7007 | 7838 | 6294 | 5330 | 5404 | 4520 | 3820 | 4031 | 4142 | 5299 | 7197 | 7203 | 7007 | 7838 | 6294 | 5330 | 5404 | 4520 | 3820 | 459.772 | 472.509 | 604.386 | 820.914 | 821.567 | 799.282 | 894.058 | 717.891 | 607.995 | 616.401 | 515.535 | 435.69 | 0 | 0 | 68085 | 68085 | 7766 | 2020 | solar PV | TRUE
62597 | N | . | Rio De Oro Solar Energy Center | PNM Resources | 59300 | NM | MTN | WECC |  | 22 | 1 | Electric Utility | PV | SUN | SUN | PNM | A |  | 0 | 0 | 0 | 0 | 0 | 0 | 0 | 0 | 0 | 0 | 0 | 0 | 0 | 0 | 0 | 0 | 0 | 0 | 0 | 0 | 0 | 0 | 0 | 0 | 0 | 0 | 0 | 0 | 0 | 0 | 0 | 0 | 0 | 0 | 0 | 0 | 12727 | 13367 | 15276 | 21244 | 23680 | 22253 | 21760 | 20552 | 18095 | 17305 | 13904 | 12822 | 12727 | 13367 | 15276 | 21244 | 23680 | 22253 | 21760 | 20552 | 18095 | 17305 | 13904 | 12822 | 1451.642 | 1524.657 | 1742.497 | 2423.178 | 2701.069 | 2538.26 | 2481.993 | 2344.283 | 2064.032 | 1973.899 | 1585.982 | 1462.508 | 0 | 0 | 212985 | 212985 | 24294 | 2020 | solar PV | TRUE
62598 | N | . | Connell East LLC | Connell East LLC. | 62095 | NJ | MAT | RFC |  | 53 | 4 | Commercial NAICS Non-Cogen | PV | SUN | SUN | PJM | A |  | 0 | 0 | 0 | 0 | 0 | 0 | 0 | 0 | 0 | 0 | 0 | 0 | 0 | 0 | 0 | 0 | 0 | 0 | 0 | 0 | 0 | 0 | 0 | 0 | 0 | 0 | 0 | 0 | 0 | 0 | 0 | 0 | 0 | 0 | 0 | 0 | 713 | 801 | 1147 | 1192 | 1560 | 1638 | 1543 | 1333 | 1225 | 884 | 812 | 562 | 713 | 801 | 1147 | 1192 | 1560 | 1638 | 1543 | 1333 | 1225 | 884 | 812 | 562 | 81.277 | 91.317 | 130.788 | 136.005 | 177.994 | 186.845 | 175.979 | 152.052 | 139.711 | 100.888 | 92.577 | 64.117 | 0 | 0 | 13410 | 13410 | 1529.55 | 2020 | solar PV | FALSE
62600 | N | . | Cookstown | Cookstown Solar Farm, LLC | 62098 | NC | SAT | SERC |  | 22 | 2 | NAICS-22 Non-Cogen | PV | SUN | SUN | CPLW | A |  | 0 | 0 | 0 | 0 | 0 | 0 | 0 | 0 | 0 | 0 | 0 | 0 | 0 | 0 | 0 | 0 | 0 | 0 | 0 | 0 | 0 | 0 | 0 | 0 | 0 | 0 | 0 | 0 | 0 | 0 | 0 | 0 | 0 | 0 | 0 | 0 | 5179 | 5323 | 6809 | 9248 | 9255 | 9004 | 10072 | 8087 | 6849 | 6944 | 5808 | 4908 | 5179 | 5323 | 6809 | 9248 | 9255 | 9004 | 10072 | 8087 | 6849 | 6944 | 5808 | 4908 | 590.791 | 607.155 | 776.611 | 1054.842 | 1055.68 | 1027.046 | 1148.829 | 922.462 | 781.249 | 792.05 | 662.441 | 559.844 | 0 | 0 | 87486 | 87486 | 9979 | 2020 | solar PV | TRUE
62601 | N | . | Changeup | Changeup Solar, LLC | 62099 | NC | SAT | SERC |  | 22 | 2 | NAICS-22 Non-Cogen | PV | SUN | SUN | CPLE | A |  | 0 | 0 | 0 | 0 | 0 | 0 | 0 | 0 | 0 | 0 | 0 | 0 | 0 | 0 | 0 | 0 | 0 | 0 | 0 | 0 | 0 | 0 | 0 | 0 | 0 | 0 | 0 | 0 | 0 | 0 | 0 | 0 | 0 | 0 | 0 | 0 | 1906 | 1959 | 2505 | 3403 | 3406 | 3313 | 3706 | 2976 | 2520 | 2555 | 2137 | 1806 | 1906 | 1959 | 2505 | 3403 | 3406 | 3313 | 3706 | 2976 | 2520 | 2555 | 2137 | 1806 | 217.394 | 223.417 | 285.772 | 388.153 | 388.462 | 377.925 | 422.738 | 339.441 | 287.478 | 291.453 | 243.76 | 206.007 | 0 | 0 | 32192 | 32192 | 3672 | 2020 | solar PV | TRUE
62602 | N | . | Starr | Starr Farm, LLC | 62100 | NC | SAT | SERC |  | 22 | 2 | NAICS-22 Non-Cogen | PV | SUN | SUN | CPLW | A |  | 0 | 0 | 0 | 0 | 0 | 0 | 0 | 0 | 0 | 0 | 0 | 0 | 0 | 0 | 0 | 0 | 0 | 0 | 0 | 0 | 0 | 0 | 0 | 0 | 0 | 0 | 0 | 0 | 0 | 0 | 0 | 0 | 0 | 0 | 0 | 0 | 5346 | 5494 | 7027 | 9544 | 9552 | 9293 | 10395 | 8347 | 7069 | 7167 | 5994 | 5066 | 5346 | 5494 | 7027 | 9544 | 9552 | 9293 | 10395 | 8347 | 7069 | 7167 | 5994 | 5066 | 609.736 | 626.625 | 801.515 | 1088.668 | 1089.533 | 1059.98 | 1185.668 | 952.043 | 806.302 | 817.449 | 683.684 | 577.797 | 0 | 0 | 90294 | 90294 | 10299 | 2020 | solar PV | TRUE
62603 | N | . | Badger | Badger Farm, LLC | 62101 | NC | SAT | SERC |  | 22 | 2 | NAICS-22 Non-Cogen | PV | SUN | SUN | CPLW | A |  | 0 | 0 | 0 | 0 | 0 | 0 | 0 | 0 | 0 | 0 | 0 | 0 | 0 | 0 | 0 | 0 | 0 | 0 | 0 | 0 | 0 | 0 | 0 | 0 | 0 | 0 | 0 | 0 | 0 | 0 | 0 | 0 | 0 | 0 | 0 | 0 | 5202 | 5346 | 6839 | 9289 | 9296 | 9044 | 10116 | 8123 | 6879 | 6975 | 5833 | 4930 | 5202 | 5346 | 6839 | 9289 | 9296 | 9044 | 10116 | 8123 | 6879 | 6975 | 5833 | 4930 | 593.396 | 609.832 | 780.036 | 1059.493 | 1060.335 | 1031.574 | 1153.894 | 926.529 | 784.694 | 795.543 | 665.362 | 562.312 | 0 | 0 | 87872 | 87872 | 10023 | 2020 | solar PV | TRUE
62606 | N | . | Whitney Hill Wind Power LLC | Whitney Hill Wind Power LLC | 62103 | IL | ENC | SERC |  | 22 | 2 | NAICS-22 Non-Cogen | WT | WND | WND | PJM | M |  | 0 | 0 | 0 | 0 | 0 | 0 | 0 | 0 | 0 | 0 | 0 | 0 | 0 | 0 | 0 | 0 | 0 | 0 | 0 | 0 | 0 | 0 | 0 | 0 | 0 | 0 | 0 | 0 | 0 | 0 | 0 | 0 | 0 | 0 | 0 | 0 | 150626 | 142104 | 169001 | 192330 | 147514 | 120318 | 64420 | 43721 | 83830 | 158227 | 215098 | 169072 | 150626 | 142104 | 169001 | 192330 | 147514 | 120318 | 64420 | 43721 | 83830 | 158227 | 215098 | 169072 | 17181 | 16209 | 19277 | 21938 | 16826 | 13724 | 7348 | 4987 | 9562 | 18048 | 24535 | 19285 | 0 | 0 | 1656261 | 1656261 | 188920 | 2020 | onshore wind | TRUE
62607 | N | . | Bloomfield Municipal Utilities Solar | AEP Onsite Partners, LLC | 60571 | IA | WNC | MRO |  | 22 | 2 | NAICS-22 Non-Cogen | PV | SUN | SUN | MISO | A |  | 0 | 0 | 0 | 0 | 0 | 0 | 0 | 0 | 0 | 0 | 0 | 0 | 0 | 0 | 0 | 0 | 0 | 0 | 0 | 0 | 0 | 0 | 0 | 0 | 0 | 0 | 0 | 0 | 0 | 0 | 0 | 0 | 0 | 0 | 0 | 0 | 604 | 1272 | 1533 | 2009 | 2060 | 2278 | 2200 | 2184 | 1573 | 1180 | 928 | 623 | 604 | 1272 | 1533 | 2009 | 2060 | 2278 | 2200 | 2184 | 1573 | 1180 | 928 | 623 | 68.947 | 145.132 | 174.9 | 229.203 | 234.929 | 259.877 | 250.885 | 249.105 | 179.393 | 134.63 | 105.888 | 71.111 | 0 | 0 | 18444 | 18444 | 2104 | 2020 | solar PV | TRUE
62609 | N | . | Commerce ESS | City of San Antonio - (TX) | 16604 | TX | WSC | TRE |  | 22 | 1 | Electric Utility | BA | MWH | OTH | ERCO | M | megawatthours | 146 | 270 | 241 | 206 | 274 | 202 | 199 | 75 | 87 | 119 | 168 | 167 | 146 | 270 | 241 | 206 | 274 | 202 | 199 | 75 | 87 | 119 | 168 | 167 | 0 | 0 | 0 | 0 | 0 | 0 | 0 | 0 | 0 | 0 | 0 | 0 | 0 | 0 | 0 | 0 | 0 | 0 | 0 | 0 | 0 | 0 | 0 | 0 | 0 | 0 | 0 | 0 | 0 | 0 | 0 | 0 | 0 | 0 | 0 | 0 | -39 | -75 | -68 | -60 | -76 | -59 | -69 | -65 | -68 | -75 | -72 | -74 | 2154 | 2154 | 0 | 0 | -800 | 2020 | other | TRUE
62610 | N | . | Commerce Solar | City of San Antonio - (TX) | 16604 | TX | WSC | TRE |  | 22 | 1 | Electric Utility | PV | SUN | SUN | ERCO | A |  | 0 | 0 | 0 | 0 | 0 | 0 | 0 | 0 | 0 | 0 | 0 | 0 | 0 | 0 | 0 | 0 | 0 | 0 | 0 | 0 | 0 | 0 | 0 | 0 | 0 | 0 | 0 | 0 | 0 | 0 | 0 | 0 | 0 | 0 | 0 | 0 | 4299 | 5089 | 5370 | 6931 | 9055 | 9777 | 10441 | 9288 | 7393 | 6132 | 5050 | 4645 | 4299 | 5089 | 5370 | 6931 | 9055 | 9777 | 10441 | 9288 | 7393 | 6132 | 5050 | 4645 | 490.373 | 580.489 | 612.521 | 790.565 | 1032.821 | 1115.243 | 1190.971 | 1059.426 | 843.227 | 699.473 | 576.054 | 529.837 | 0 | 0 | 83470 | 83470 | 9521 | 2020 | solar PV | TRUE
62611 | N | . | PFMG Solar Grossmont Helix LLC | PFMG Solar Grossmont Helix LLC | 62028 | CA | PACC | WECC |  | 22 | 2 | NAICS-22 Non-Cogen | PV | SUN | SUN | CISO | A |  | 0 | 0 | 0 | 0 | 0 | 0 | 0 | 0 | 0 | 0 | 0 | 0 | 0 | 0 | 0 | 0 | 0 | 0 | 0 | 0 | 0 | 0 | 0 | 0 | 0 | 0 | 0 | 0 | 0 | 0 | 0 | 0 | 0 | 0 | 0 | 0 | 1030 | 1396 | 1366 | 1722 | 2254 | 2244 | 2535 | 2100 | 1649 | 1524 | 1205 | 954 | 1030 | 1396 | 1366 | 1722 | 2254 | 2244 | 2535 | 2100 | 1649 | 1524 | 1205 | 954 | 117.495 | 159.27 | 155.855 | 196.421 | 257.066 | 255.987 | 289.141 | 239.546 | 188.091 | 173.857 | 137.447 | 108.824 | 0 | 0 | 19979 | 19979 | 2279 | 2020 | solar PV | TRUE
62612 | N | . | USAA Black Bear Energy | EnterSolar | 62067 | NJ | MAT | RFC |  | 22 | 2 | NAICS-22 Non-Cogen | PV | SUN | SUN | PJM | A |  | 0 | 0 | 0 | 0 | 0 | 0 | 0 | 0 | 0 | 0 | 0 | 0 | 0 | 0 | 0 | 0 | 0 | 0 | 0 | 0 | 0 | 0 | 0 | 0 | 0 | 0 | 0 | 0 | 0 | 0 | 0 | 0 | 0 | 0 | 0 | 0 | 1425 | 1601 | 2292 | 2384 | 3120 | 3275 | 3085 | 2665 | 2449 | 1768 | 1623 | 1124 | 1425 | 1601 | 2292 | 2384 | 3120 | 3275 | 3085 | 2665 | 2449 | 1768 | 1623 | 1124 | 162.5 | 182.569 | 261.481 | 271.912 | 355.859 | 373.555 | 351.831 | 303.994 | 279.321 | 201.704 | 185.087 | 128.187 | 0 | 0 | 26811 | 26811 | 3058 | 2020 | solar PV | TRUE
62613 | N | . | CBP Solar | EnterSolar | 62067 | NY | MAT | NPCC |  | 22 | 2 | NAICS-22 Non-Cogen | PV | SUN | SUN | NYIS | A |  | 0 | 0 | 0 | 0 | 0 | 0 | 0 | 0 | 0 | 0 | 0 | 0 | 0 | 0 | 0 | 0 | 0 | 0 | 0 | 0 | 0 | 0 | 0 | 0 | 0 | 0 | 0 | 0 | 0 | 0 | 0 | 0 | 0 | 0 | 0 | 0 | 1195 | 1334 | 1929 | 1935 | 2541 | 2554 | 2429 | 2063 | 2028 | 1440 | 1326 | 897 | 1195 | 1334 | 1929 | 1935 | 2541 | 2554 | 2429 | 2063 | 2028 | 1440 | 1326 | 897 | 136.332 | 152.21 | 220.083 | 220.684 | 289.801 | 291.333 | 277.083 | 235.263 | 231.365 | 164.258 | 151.267 | 102.321 | 0 | 0 | 21671 | 21671 | 2472 | 2020 | solar PV | TRUE
62614 | N | . | Kinder Morgan Fordham | EnterSolar | 62067 | NY | MAT | NPCC |  | 22 | 2 | NAICS-22 Non-Cogen | PV | SUN | SUN | NYIS | A |  | 0 | 0 | 0 | 0 | 0 | 0 | 0 | 0 | 0 | 0 | 0 | 0 | 0 | 0 | 0 | 0 | 0 | 0 | 0 | 0 | 0 | 0 | 0 | 0 | 0 | 0 | 0 | 0 | 0 | 0 | 0 | 0 | 0 | 0 | 0 | 0 | 1851 | 2067 | 2989 | 2997 | 3935 | 3956 | 3763 | 3195 | 3142 | 2231 | 2054 | 1389 | 1851 | 2067 | 2989 | 2997 | 3935 | 3956 | 3763 | 3195 | 3142 | 2231 | 2054 | 1389 | 211.174 | 235.766 | 340.896 | 341.828 | 448.887 | 451.259 | 429.187 | 364.409 | 358.372 | 254.428 | 234.304 | 158.49 | 0 | 0 | 33569 | 33569 | 3829 | 2020 | solar PV | TRUE
62615 | N | . | ALDI DC 2 | EnterSolar | 62067 | CT | NEW | NPCC |  | 22 | 2 | NAICS-22 Non-Cogen | PV | SUN | SUN | ISNE | A |  | 0 | 0 | 0 | 0 | 0 | 0 | 0 | 0 | 0 | 0 | 0 | 0 | 0 | 0 | 0 | 0 | 0 | 0 | 0 | 0 | 0 | 0 | 0 | 0 | 0 | 0 | 0 | 0 | 0 | 0 | 0 | 0 | 0 | 0 | 0 | 0 | 809 | 951 | 1356 | 1276 | 1790 | 1703 | 1690 | 1553 | 1419 | 1009 | 847 | 589 | 809 | 951 | 1356 | 1276 | 1790 | 1703 | 1690 | 1553 | 1419 | 1009 | 847 | 589 | 92.299 | 108.503 | 154.722 | 145.593 | 204.192 | 194.209 | 192.717 | 177.086 | 161.849 | 115.095 | 96.556 | 67.179 | 0 | 0 | 14992 | 14992 | 1710 | 2020 | solar PV | TRUE
62616 | N | . | CCG Marketing | EnterSolar | 62067 | NJ | MAT | RFC |  | 22 | 2 | NAICS-22 Non-Cogen | PV | SUN | SUN | PJM | A |  | 0 | 0 | 0 | 0 | 0 | 0 | 0 | 0 | 0 | 0 | 0 | 0 | 0 | 0 | 0 | 0 | 0 | 0 | 0 | 0 | 0 | 0 | 0 | 0 | 0 | 0 | 0 | 0 | 0 | 0 | 0 | 0 | 0 | 0 | 0 | 0 | 1087 | 1222 | 1750 | 1819 | 2381 | 2500 | 2354 | 2034 | 1869 | 1350 | 1238 | 858 | 1087 | 1222 | 1750 | 1819 | 2381 | 2500 | 2354 | 2034 | 1869 | 1350 | 1238 | 858 | 124.026 | 139.345 | 199.574 | 207.535 | 271.607 | 285.114 | 268.533 | 232.022 | 213.19 | 153.949 | 141.267 | 97.838 | 0 | 0 | 20462 | 20462 | 2334 | 2020 | solar PV | TRUE
62618 | N | . | Hidalgo Wind Farm II | Hidalgo Wind Farm II LLC | 62106 | TX | WSC | TRE |  | 22 | 2 | NAICS-22 Non-Cogen | WT | WND | WND | ERCO | M |  | . | 0 | 0 | 0 | 0 | 0 | 0 | 0 | 0 | 0 | 0 | 0 | . | 0 | 0 | 0 | 0 | 0 | 0 | 0 | 0 | 0 | 0 | 0 | . | 0 | 0 | 0 | 0 | 0 | 0 | 0 | 0 | 0 | 0 | 0 | . | 34393 | 68190 | 87749 | 112384 | 102670 | 143419 | 80586 | 84032 | 52663 | 80113 | 101399 | . | 34393 | 68190 | 87749 | 112384 | 102670 | 143419 | 80586 | 84032 | 52663 | 80113 | 101399 | . | 3923 | 7778 | 10009 | 12819 | 11711 | 16359 | 9192 | 9585 | 6007 | 9138 | 11566 | 0 | 0 | 947598 | 947598 | 108087 | 2020 | onshore wind | TRUE
62619 | N | . | Rockland Bakery Inc. | Rockland Bakery Inc. | 62110 | NY | MAT | NPCC |  | 622 | 4 | Commercial NAICS Non-Cogen | IC | DFO | DFO | NYIS | A | barrels | 5 | 4 | 3 | 2 | 5 | 2 | 3 | 1 | 3 | 2 | 5 | 5 | 5 | 4 | 3 | 2 | 5 | 2 | 3 | 1 | 3 | 2 | 5 | 5 | 5.5 | 5.5 | 5.5 | 5.5 | 5.5 | 5.5 | 5.5 | 5.5 | 5.5 | 5.5 | 5.5 | 5.5 | 28 | 22 | 17 | 11 | 28 | 11 | 17 | 6 | 17 | 11 | 28 | 28 | 28 | 22 | 17 | 11 | 28 | 11 | 17 | 6 | 17 | 11 | 28 | 28 | 2.026 | 1.518 | 1.285 | 0.913 | 1.931 | 0.8 | 1.331 | 0.539 | 1.4 | 0.8 | 1.937 | 2.27 | 40 | 40 | 224 | 224 | 16.75 | 2020 | petroleum | FALSE
62619 | N | . | Rockland Bakery Inc. | Rockland Bakery Inc. | 62110 | NY | MAT | NPCC |  | 622 | 4 | Commercial NAICS Non-Cogen | IC | NG | NG | NYIS | A | mcf | 29 | 27 | 27 | 19 | 22 | 35 | 51 | 45 | 36 | 27 | 27 | 28 | 29 | 27 | 27 | 19 | 22 | 35 | 51 | 45 | 36 | 27 | 27 | 28 | 1.03 | 1.03 | 1.03 | 1.03 | 1.03 | 1.03 | 1.03 | 1.03 | 1.03 | 1.03 | 1.03 | 1.03 | 30 | 28 | 28 | 20 | 23 | 36 | 53 | 46 | 37 | 28 | 28 | 29 | 30 | 28 | 28 | 20 | 23 | 36 | 53 | 46 | 37 | 28 | 28 | 29 | 2.27 | 2.133 | 2.088 | 1.49 | 1.741 | 2.769 | 3.988 | 3.552 | 2.787 | 2.087 | 2.152 | 2.193 | 373 | 373 | 386 | 386 | 29.25 | 2020 | natural gas peaker | FALSE
62620 | N | . | Sage Draw Wind | Sage Draw Wind, LLC | 62113 | TX | WSC | TRE |  | 22 | 2 | NAICS-22 Non-Cogen | WT | WND | WND | ERCO | M |  | . | . | . | 0 | 0 | 0 | 0 | 0 | 0 | 0 | 0 | 0 | . | . | . | 0 | 0 | 0 | 0 | 0 | 0 | 0 | 0 | 0 | . | . | . | 0 | 0 | 0 | 0 | 0 | 0 | 0 | 0 | 0 | . | . | . | 964896 | 1003076 | 1151957 | 779702 | 760493 | 611639 | 1035409 | 1063060 | 1093403 | . | . | . | 964896 | 1003076 | 1151957 | 779702 | 760493 | 611639 | 1035409 | 1063060 | 1093403 | . | . | . | 110060 | 114415 | 131397 | 88936 | 86745 | 69766 | 118103 | 121257 | 124718 | 0 | 0 | 8463635 | 8463635 | 965397 | 2020 | onshore wind | TRUE
62621 | N | . | Achilles Solar | Achilles Farm, LLC | 62105 | NC | SAT | SERC |  | 22 | 2 | NAICS-22 Non-Cogen | PV | SUN | SUN | CPLE | A |  | 0 | 0 | 0 | 0 | 0 | 0 | 0 | 0 | 0 | 0 | 0 | 0 | 0 | 0 | 0 | 0 | 0 | 0 | 0 | 0 | 0 | 0 | 0 | 0 | 0 | 0 | 0 | 0 | 0 | 0 | 0 | 0 | 0 | 0 | 0 | 0 | 5046 | 5185 | 6633 | 9009 | 9016 | 8771 | 9811 | 7878 | 6672 | 6764 | 5657 | 4781 | 5046 | 5185 | 6633 | 9009 | 9016 | 8771 | 9811 | 7878 | 6672 | 6764 | 5657 | 4781 | 575.517 | 591.458 | 756.533 | 1027.569 | 1028.387 | 1000.492 | 1119.126 | 898.612 | 761.051 | 771.572 | 645.314 | 545.369 | 0 | 0 | 85223 | 85223 | 9721 | 2020 | solar PV | TRUE
62622 | Y | . | Overlook Medical Center | Overlook Medical Center | 62112 | NJ | MAT | RFC |  | 622 | 5 | Commercial NAICS Cogen | IC | DFO | DFO | PJM | A | barrels | 7 | 5 | 7 | 5 | 6 | 5 | 7 | 6 | 5 | 4 | 5 | 6 | 7 | 5 | 7 | 5 | 6 | 5 | 7 | 6 | 5 | 4 | 5 | 6 | 5.88 | 5.88 | 5.88 | 5.88 | 5.88 | 5.88 | 5.88 | 5.88 | 5.88 | 5.88 | 5.88 | 5.88 | 41 | 29 | 41 | 29 | 35 | 29 | 41 | 35 | 29 | 24 | 29 | 35 | 41 | 29 | 41 | 29 | 35 | 29 | 41 | 35 | 29 | 24 | 29 | 35 | 4.193 | 3.218 | 4.472 | 3.273 | 4.129 | 3.05 | 4.279 | 3.792 | 3.51 | 2.76 | 3.314 | 3.862 | 68 | 68 | 397 | 397 | 43.852 | 2020 | petroleum | FALSE
62622 | Y | . | Overlook Medical Center | Overlook Medical Center | 62112 | NJ | MAT | RFC |  | 622 | 5 | Commercial NAICS Cogen | IC | NG | NG | PJM | A | mcf | 3547 | 3111 | 3157 | 2870 | 2425 | 4029 | 6145 | 5382 | 3404 | 3754 | 3298 | 2395 | 3547 | 3111 | 3157 | 2870 | 2425 | 4029 | 6145 | 5382 | 3404 | 3754 | 3298 | 2395 | 1.02 | 1.02 | 1.02 | 1.02 | 1.02 | 1.02 | 1.02 | 1.02 | 1.02 | 1.02 | 1.02 | 1.02 | 3618 | 3173 | 3220 | 2927 | 2474 | 4110 | 6268 | 5490 | 3472 | 3829 | 3364 | 2443 | 3618 | 3173 | 3220 | 2927 | 2474 | 4110 | 6268 | 5490 | 3472 | 3829 | 3364 | 2443 | 396.912 | 348.008 | 353.158 | 321.017 | 271.225 | 450.767 | 687.378 | 602.079 | 380.769 | 419.978 | 368.912 | 267.945 | 43517 | 43517 | 44388 | 44388 | 4868.148 | 2020 | natural gas peaker | FALSE
62623 | N | . | Arborgate Solar | Arborgate Farm, LLC | 62104 | NC | SAT | SERC |  | 22 | 2 | NAICS-22 Non-Cogen | PV | SUN | SUN | CPLW | A |  | 0 | 0 | 0 | 0 | 0 | 0 | 0 | 0 | 0 | 0 | 0 | 0 | 0 | 0 | 0 | 0 | 0 | 0 | 0 | 0 | 0 | 0 | 0 | 0 | 0 | 0 | 0 | 0 | 0 | 0 | 0 | 0 | 0 | 0 | 0 | 0 | 4878 | 5014 | 6413 | 8710 | 8717 | 8481 | 9486 | 7617 | 6451 | 6540 | 5470 | 4623 | 4878 | 5014 | 6413 | 8710 | 8717 | 8481 | 9486 | 7617 | 6451 | 6540 | 5470 | 4623 | 556.453 | 571.866 | 731.473 | 993.532 | 994.322 | 967.352 | 1082.056 | 868.846 | 735.841 | 746.015 | 623.939 | 527.305 | 0 | 0 | 82400 | 82400 | 9399 | 2020 | solar PV | TRUE
62624 | N | . | White Cloud Wind Project, LLC | White Cloud Wind Project, LLC | 62079 | MO | WNC | MRO |  | 22 | 2 | NAICS-22 Non-Cogen | WT | WND | WND | AECI | M |  | . | . | . | . | . | . | . | . | . | . | . | 0 | . | . | . | . | . | . | . | . | . | . | . | 0 | . | . | . | . | . | . | . | . | . | . | . | 0 | . | . | . | . | . | . | . | . | . | . | . | 541213 | . | . | . | . | . | . | . | . | . | . | . | 541213 | . | . | . | . | . | . | . | . | . | . | . | 61733 | 0 | 0 | 541213 | 541213 | 61733 | 2020 | onshore wind | TRUE
62625 | N | . | West Water Street | City of Taunton | 18488 | MA | NEW | NPCC |  | 22 | 1 | Electric Utility | IC | DFO | DFO | ISNE | A | barrels | 162 | 173 | 135 | 150 | 105 | 102 | 121 | 114 | 129 | 203 | 204 | 1144 | 162 | 173 | 135 | 150 | 105 | 102 | 121 | 114 | 129 | 203 | 204 | 1144 | 5.5 | 5.5 | 5.5 | 5.5 | 5.5 | 5.5 | 5.5 | 5.5 | 5.5 | 5.5 | 5.5 | 5.5 | 891 | 952 | 743 | 825 | 578 | 561 | 666 | 627 | 710 | 1117 | 1122 | 6292 | 891 | 952 | 743 | 825 | 578 | 561 | 666 | 627 | 710 | 1117 | 1122 | 6292 | 98.068 | 104.668 | 81.342 | 90.372 | 63.227 | 61.416 | 72.965 | 68.842 | 78.057 | 122.54 | 123.399 | 691.104 | 2742 | 2742 | 15084 | 15084 | 1656 | 2020 | petroleum | TRUE
62627 | N | . | Wadesboro 4 | Wadesboro Farm 4, LLC | 62114 | NC | SAT | SERC |  | 22 | 2 | NAICS-22 Non-Cogen | PV | SUN | SUN | CPLE | A |  | 0 | 0 | 0 | 0 | 0 | 0 | 0 | 0 | 0 | 0 | 0 | 0 | 0 | 0 | 0 | 0 | 0 | 0 | 0 | 0 | 0 | 0 | 0 | 0 | 0 | 0 | 0 | 0 | 0 | 0 | 0 | 0 | 0 | 0 | 0 | 0 | 1980 | 2034 | 2602 | 3535 | 3537 | 3441 | 3849 | 3091 | 2618 | 2654 | 2220 | 1876 | 1980 | 2034 | 2602 | 3535 | 3537 | 3441 | 3849 | 3091 | 2618 | 2654 | 2220 | 1876 | 225.802 | 232.056 | 296.823 | 403.163 | 403.484 | 392.54 | 439.085 | 352.567 | 298.595 | 302.724 | 253.187 | 213.974 | 0 | 0 | 33437 | 33437 | 3814 | 2020 | solar PV | TRUE
62628 | N | . | APG Old Bayside | Onyx Asset Services Group | 60584 | MD | SAT | RFC |  | 22 | 2 | NAICS-22 Non-Cogen | PV | SUN | SUN | PJM | A |  | 0 | 0 | 0 | 0 | 0 | 0 | 0 | 0 | 0 | 0 | 0 | 0 | 0 | 0 | 0 | 0 | 0 | 0 | 0 | 0 | 0 | 0 | 0 | 0 | 0 | 0 | 0 | 0 | 0 | 0 | 0 | 0 | 0 | 0 | 0 | 0 | 1570 | 1783 | 2265 | 2541 | 2904 | 3130 | 3109 | 2592 | 2300 | 1974 | 1783 | 1314 | 1570 | 1783 | 2265 | 2541 | 2904 | 3130 | 3109 | 2592 | 2300 | 1974 | 1783 | 1314 | 179.036 | 203.366 | 258.353 | 289.809 | 331.289 | 356.974 | 354.671 | 295.688 | 262.376 | 225.176 | 203.352 | 149.91 | 0 | 0 | 27265 | 27265 | 3110 | 2020 | solar PV | TRUE
62629 | N | . | APG New Chesapeake | Onyx Asset Services Group | 60584 | MD | SAT | RFC |  | 22 | 2 | NAICS-22 Non-Cogen | PV | SUN | SUN | PJM | A |  | 0 | 0 | 0 | 0 | 0 | 0 | 0 | 0 | 0 | 0 | 0 | 0 | 0 | 0 | 0 | 0 | 0 | 0 | 0 | 0 | 0 | 0 | 0 | 0 | 0 | 0 | 0 | 0 | 0 | 0 | 0 | 0 | 0 | 0 | 0 | 0 | 2084 | 2367 | 3007 | 3373 | 3856 | 4155 | 4128 | 3442 | 3054 | 2621 | 2367 | 1745 | 2084 | 2367 | 3007 | 3373 | 3856 | 4155 | 4128 | 3442 | 3054 | 2621 | 2367 | 1745 | 237.698 | 269.999 | 343.003 | 384.765 | 439.837 | 473.938 | 470.88 | 392.571 | 348.344 | 298.956 | 269.981 | 199.028 | 0 | 0 | 36199 | 36199 | 4129 | 2020 | solar PV | TRUE
62630 | N | . | Jumbo Hill Wind Project | Engie North America | 56201 | TX | WSC | TRE |  | 22 | 2 | NAICS-22 Non-Cogen | WT | WND | WND | ERCO | M |  | . | . | 0 | 0 | 0 | 0 | 0 | 0 | 0 | 0 | 0 | 0 | . | . | 0 | 0 | 0 | 0 | 0 | 0 | 0 | 0 | 0 | 0 | . | . | 0 | 0 | 0 | 0 | 0 | 0 | 0 | 0 | 0 | 0 | . | . | 0 | 470551 | 505777 | 562114 | 428776 | 390824 | 311886 | 520742 | 527519 | 485420 | . | . | 0 | 470551 | 505777 | 562114 | 428776 | 390824 | 311886 | 520742 | 527519 | 485420 | . | . | 0 | 53673 | 57691 | 64117 | 48908 | 44579 | 35575 | 59398 | 60171 | 55369 | 0 | 0 | 4203609 | 4203609 | 479481 | 2020 | onshore wind | TRUE
62631 | N | . | Blue Heron Solar | Florida Power & Light Co | 6452 | FL | SAT | SERC |  | 22 | 1 | Electric Utility | PV | SUN | SUN | FPL | M |  | 0 | 0 | 0 | 0 | 0 | 0 | 0 | 0 | 0 | 0 | 0 | 0 | 0 | 0 | 0 | 0 | 0 | 0 | 0 | 0 | 0 | 0 | 0 | 0 | 0 | 0 | 0 | 0 | 0 | 0 | 0 | 0 | 0 | 0 | 0 | 0 | 70259 | 112717 | 138966 | 126245 | 132233 | 116566 | 123878 | 125263 | 109737 | 103284 | 100444 | 117390 | 70259 | 112717 | 138966 | 126245 | 132233 | 116566 | 123878 | 125263 | 109737 | 103284 | 100444 | 117390 | 8014 | 12857 | 15851 | 14400 | 15083 | 13296 | 14130 | 14288 | 12517 | 11781 | 11457 | 13390 | 0 | 0 | 1376982 | 1376982 | 157064 | 2020 | solar PV | TRUE
62632 | N | . | Cattle Ranch | Florida Power & Light Co | 6452 | FL | SAT | SERC |  | 22 | 1 | Electric Utility | PV | SUN | SUN | FPL | M |  | 0 | 0 | 0 | 0 | 0 | 0 | 0 | 0 | 0 | 0 | 0 | 0 | 0 | 0 | 0 | 0 | 0 | 0 | 0 | 0 | 0 | 0 | 0 | 0 | 0 | 0 | 0 | 0 | 0 | 0 | 0 | 0 | 0 | 0 | 0 | 0 | 42967 | 100715 | 134433 | 117627 | 147522 | 123650 | 125000 | 125412 | 108649 | 98909 | 85540 | 87915 | 42967 | 100715 | 134433 | 117627 | 147522 | 123650 | 125000 | 125412 | 108649 | 98909 | 85540 | 87915 | 4901 | 11488 | 15334 | 13417 | 16827 | 14104 | 14258 | 14305 | 12393 | 11282 | 9757 | 10028 | 0 | 0 | 1298339 | 1298339 | 148094 | 2020 | solar PV | TRUE
62633 | N | . | Twin Lakes | Florida Power & Light Co | 6452 | FL | SAT | SERC |  | 22 | 1 | Electric Utility | PV | SUN | SUN | FPL | M |  | 0 | 0 | 0 | 0 | 0 | 0 | 0 | 0 | 0 | 0 | 0 | 0 | 0 | 0 | 0 | 0 | 0 | 0 | 0 | 0 | 0 | 0 | 0 | 0 | 0 | 0 | 0 | 0 | 0 | 0 | 0 | 0 | 0 | 0 | 0 | 0 | 28528 | 88976 | 135257 | 133574 | 154019 | 131470 | 141394 | 122037 | 97691 | 97358 | 77439 | 82997 | 28528 | 88976 | 135257 | 133574 | 154019 | 131470 | 141394 | 122037 | 97691 | 97358 | 77439 | 82997 | 3254 | 10149 | 15428 | 15236 | 17568 | 14996 | 16128 | 13920 | 11143 | 11105 | 8833 | 9467 | 0 | 0 | 1290740 | 1290740 | 147227 | 2020 | solar PV | TRUE
62634 | N | . | Babcock Preserve | Florida Power & Light Co | 6452 | FL | SAT | SERC |  | 22 | 1 | Electric Utility | PV | SUN | SUN | FPL | M |  | 0 | 0 | 0 | 0 | 0 | 0 | 0 | 0 | 0 | 0 | 0 | 0 | 0 | 0 | 0 | 0 | 0 | 0 | 0 | 0 | 0 | 0 | 0 | 0 | 0 | 0 | 0 | 0 | 0 | 0 | 0 | 0 | 0 | 0 | 0 | 0 | 67848 | 115724 | 144743 | 124123 | 139799 | 122054 | 125824 | 128533 | 109149 | 109544 | 99339 | 116996 | 67848 | 115724 | 144743 | 124123 | 139799 | 122054 | 125824 | 128533 | 109149 | 109544 | 99339 | 116996 | 7739 | 13200 | 16510 | 14158 | 15946 | 13922 | 14352 | 14661 | 12450 | 12495 | 11331 | 13345 | 0 | 0 | 1403676 | 1403676 | 160109 | 2020 | solar PV | TRUE
62636 | N | . | NVSS-II | NVSS-II | 63423 | NV | MTN | WECC |  | 22 | 2 | NAICS-22 Non-Cogen | PV | SUN | SUN | NEVP | A |  | 0 | 0 | 0 | 0 | 0 | 0 | 0 | 0 | 0 | 0 | 0 | 0 | 0 | 0 | 0 | 0 | 0 | 0 | 0 | 0 | 0 | 0 | 0 | 0 | 0 | 0 | 0 | 0 | 0 | 0 | 0 | 0 | 0 | 0 | 0 | 0 | 16392 | 20695 | 22106 | 26065 | 29196 | 31319 | 32539 | 29209 | 25471 | 23085 | 17156 | 14167 | 16392 | 20695 | 22106 | 26065 | 29196 | 31319 | 32539 | 29209 | 25471 | 23085 | 17156 | 14167 | 1869.728 | 2360.595 | 2521.472 | 2973.081 | 3330.235 | 3572.416 | 3711.477 | 3331.728 | 2905.355 | 2633.159 | 1956.863 | 1615.891 | 0 | 0 | 287400 | 287400 | 32782 | 2020 | solar PV | TRUE
62637 | N | . | Milford Solar Farm (NJ) LLC | NJR Clean Energy Ventures Corporation | 56990 | NJ | MAT | RFC |  | 22 | 2 | NAICS-22 Non-Cogen | PV | SUN | SUN | PJM | A |  | 0 | 0 | 0 | 0 | 0 | 0 | 0 | 0 | 0 | 0 | 0 | 0 | 0 | 0 | 0 | 0 | 0 | 0 | 0 | 0 | 0 | 0 | 0 | 0 | 0 | 0 | 0 | 0 | 0 | 0 | 0 | 0 | 0 | 0 | 0 | 0 | 4524 | 5082 | 7279 | 7569 | 9906 | 10399 | 9794 | 8462 | 7776 | 5615 | 5152 | 3568 | 4524 | 5082 | 7279 | 7569 | 9906 | 10399 | 9794 | 8462 | 7776 | 5615 | 5152 | 3568 | 515.981 | 579.708 | 830.276 | 863.395 | 1129.952 | 1186.141 | 1117.16 | 965.267 | 886.922 | 640.466 | 587.703 | 407.029 | 0 | 0 | 85126 | 85126 | 9710 | 2020 | solar PV | TRUE
62638 | N | . | McCullough Road Solar Farm | NJR Clean Energy Ventures Corporation | 56990 | NJ | MAT | RFC |  | 22 | 2 | NAICS-22 Non-Cogen | PV | SUN | SUN | PJM | A |  | 0 | 0 | 0 | 0 | 0 | 0 | 0 | 0 | 0 | 0 | 0 | 0 | 0 | 0 | 0 | 0 | 0 | 0 | 0 | 0 | 0 | 0 | 0 | 0 | 0 | 0 | 0 | 0 | 0 | 0 | 0 | 0 | 0 | 0 | 0 | 0 | 5986 | 6726 | 9633 | 10017 | 13110 | 13762 | 12961 | 11199 | 10290 | 7431 | 6819 | 4722 | 5986 | 6726 | 9633 | 10017 | 13110 | 13762 | 12961 | 11199 | 10290 | 7431 | 6819 | 4722 | 682.837 | 767.173 | 1098.769 | 1142.598 | 1495.353 | 1569.713 | 1478.426 | 1277.413 | 1173.733 | 847.578 | 777.753 | 538.654 | 0 | 0 | 112656 | 112656 | 12850 | 2020 | solar PV | TRUE
62639 | N | . | Manchester Community College East | Onyx Asset Services Group | 60584 | CT | NEW | NPCC |  | 22 | 2 | NAICS-22 Non-Cogen | PV | SUN | SUN | ISNE | A |  | 0 | 0 | 0 | 0 | 0 | 0 | 0 | 0 | 0 | 0 | 0 | 0 | 0 | 0 | 0 | 0 | 0 | 0 | 0 | 0 | 0 | 0 | 0 | 0 | 0 | 0 | 0 | 0 | 0 | 0 | 0 | 0 | 0 | 0 | 0 | 0 | 713 | 838 | 1195 | 1124 | 1577 | 1500 | 1488 | 1367 | 1250 | 889 | 746 | 519 | 713 | 838 | 1195 | 1124 | 1577 | 1500 | 1488 | 1367 | 1250 | 889 | 746 | 519 | 81.287 | 95.559 | 136.264 | 128.224 | 179.833 | 171.04 | 169.726 | 155.96 | 142.541 | 101.364 | 85.037 | 59.165 | 0 | 0 | 13206 | 13206 | 1506 | 2020 | solar PV | TRUE
62640 | N | . | Manchester Community College North | Onyx Asset Services Group | 60584 | CT | NEW | NPCC |  | 22 | 2 | NAICS-22 Non-Cogen | PV | SUN | SUN | ISNE | A |  | 0 | 0 | 0 | 0 | 0 | 0 | 0 | 0 | 0 | 0 | 0 | 0 | 0 | 0 | 0 | 0 | 0 | 0 | 0 | 0 | 0 | 0 | 0 | 0 | 0 | 0 | 0 | 0 | 0 | 0 | 0 | 0 | 0 | 0 | 0 | 0 | 774 | 910 | 1298 | 1221 | 1713 | 1629 | 1616 | 1485 | 1358 | 965 | 810 | 563 | 774 | 910 | 1298 | 1221 | 1713 | 1629 | 1616 | 1485 | 1358 | 965 | 810 | 563 | 88.303 | 103.808 | 148.027 | 139.293 | 195.356 | 185.805 | 184.377 | 169.422 | 154.845 | 110.114 | 92.378 | 64.272 | 0 | 0 | 14342 | 14342 | 1636 | 2020 | solar PV | TRUE
62641 | N | . | Morehead Generating Facility | North American Biofuels, LLC | 59170 | KY | ESC | SERC |  | 22 | 2 | NAICS-22 Non-Cogen | IC | LFG | MLG | PJM | A | mcf | 12648 | 11578 | 12738 | 11978 | 12348 | 11320 | 12148 | 12301 | 11551 | 11698 | 11467 | 12219 | 12648 | 11578 | 12738 | 11978 | 12348 | 11320 | 12148 | 12301 | 11551 | 11698 | 11467 | 12219 | 0.51 | 0.51 | 0.51 | 0.51 | 0.51 | 0.51 | 0.51 | 0.51 | 0.51 | 0.51 | 0.51 | 0.51 | 6450 | 5905 | 6496 | 6109 | 6297 | 5773 | 6195 | 6274 | 5891 | 5966 | 5848 | 6232 | 6450 | 5905 | 6496 | 6109 | 6297 | 5773 | 6195 | 6274 | 5891 | 5966 | 5848 | 6232 | 574.891 | 526.249 | 578.969 | 544.438 | 561.264 | 514.533 | 552.165 | 559.132 | 525.012 | 531.726 | 521.233 | 555.388 | 143994 | 143994 | 73436 | 73436 | 6545 | 2020 | biomass | TRUE
62642 | N | . | GE-Lubbock | GE Wind Energy LLC | 58270 | TX | WSC | MRO |  | 22 | 2 | NAICS-22 Non-Cogen | WT | WND | WND | SWPP | A |  | 0 | 0 | 0 | 0 | 0 | 0 | 0 | 0 | 0 | 0 | 0 | 0 | 0 | 0 | 0 | 0 | 0 | 0 | 0 | 0 | 0 | 0 | 0 | 0 | 0 | 0 | 0 | 0 | 0 | 0 | 0 | 0 | 0 | 0 | 0 | 0 | 3 | 3 | 3 | 3 | 3 | 3 | 3 | 3 | 2 | 3 | 3 | 3 | 3 | 3 | 3 | 3 | 3 | 3 | 3 | 3 | 2 | 3 | 3 | 3 | 0.359 | 0.347 | 0.345 | 0.348 | 0.362 | 0.381 | 0.314 | 0.288 | 0.234 | 0.33 | 0.335 | 0.357 | 0 | 0 | 35 | 35 | 4 | 2020 | onshore wind | TRUE
62643 | N | . | AZ State University - Tempe Campus Solar | Arizona State University FDM | 62083 | AZ | MTN | WECC |  | 611 | 4 | Commercial NAICS Non-Cogen | PV | SUN | SUN | AZPS | A |  | 0 | 0 | 0 | 0 | 0 | 0 | 0 | 0 | 0 | 0 | 0 | 0 | 0 | 0 | 0 | 0 | 0 | 0 | 0 | 0 | 0 | 0 | 0 | 0 | 0 | 0 | 0 | 0 | 0 | 0 | 0 | 0 | 0 | 0 | 0 | 0 | 2008 | 2319 | 2617 | 3498 | 3789 | 3620 | 3628 | 3335 | 3013 | 2841 | 2029 | 1801 | 2008 | 2319 | 2617 | 3498 | 3789 | 3620 | 3628 | 3335 | 3013 | 2841 | 2029 | 1801 | 229.083 | 264.549 | 298.492 | 399.01 | 432.204 | 412.928 | 413.775 | 380.408 | 343.708 | 324.024 | 231.406 | 205.413 | 0 | 0 | 34498 | 34498 | 3935 | 2020 | solar PV | FALSE
62644 | N | . | Minuteman Energy Storage | Minuteman Eenergy Storage, LLC | 62122 | MA | NEW | NPCC |  | 22 | 2 | NAICS-22 Non-Cogen | BA | MWH | OTH | ISNE | M | megawatthours | 51 | 52 | 53 | 82 | 79 | 66 | 79 | 52 | 40 | 114 | 52 | 46 | 51 | 52 | 53 | 82 | 79 | 66 | 79 | 52 | 40 | 114 | 52 | 46 | 0 | 0 | 0 | 0 | 0 | 0 | 0 | 0 | 0 | 0 | 0 | 0 | 0 | 0 | 0 | 0 | 0 | 0 | 0 | 0 | 0 | 0 | 0 | 0 | 0 | 0 | 0 | 0 | 0 | 0 | 0 | 0 | 0 | 0 | 0 | 0 | -13 | -12 | -13 | -15 | -14 | -16 | -15 | -12 | -10 | -12 | -11 | -12 | 766 | 766 | 0 | 0 | -155 | 2020 | other | TRUE
62645 | N | . | Northern Preserve Solar | Florida Power & Light Co | 6452 | FL | SAT | SERC |  | 22 | 1 | Electric Utility | PV | SUN | SUN | FPL | M |  | 0 | 0 | 0 | 0 | 0 | 0 | 0 | 0 | 0 | 0 | 0 | 0 | 0 | 0 | 0 | 0 | 0 | 0 | 0 | 0 | 0 | 0 | 0 | 0 | 0 | 0 | 0 | 0 | 0 | 0 | 0 | 0 | 0 | 0 | 0 | 0 | 59712 | 77623 | 115786 | 108623 | 125999 | 107966 | 113831 | 107063 | 85277 | 92264 | 79692 | 87600 | 59712 | 77623 | 115786 | 108623 | 125999 | 107966 | 113831 | 107063 | 85277 | 92264 | 79692 | 87600 | 6811 | 8854 | 13207 | 12390 | 14372 | 12315 | 12984 | 12212 | 9727 | 10524 | 9090 | 9992 | 0 | 0 | 1161436 | 1161436 | 132478 | 2020 | solar PV | TRUE
62646 | N | . | Washburn Road Solar | REA Investments, LLC | 63359 | MA | NEW | NPCC |  | 22 | 2 | NAICS-22 Non-Cogen | PV | SUN | SUN | ISNE | A |  | 0 | 0 | 0 | 0 | 0 | 0 | 0 | 0 | 0 | 0 | 0 | 0 | 0 | 0 | 0 | 0 | 0 | 0 | 0 | 0 | 0 | 0 | 0 | 0 | 0 | 0 | 0 | 0 | 0 | 0 | 0 | 0 | 0 | 0 | 0 | 0 | 1418 | 1858 | 2827 | 2710 | 3821 | 3610 | 3555 | 3360 | 2918 | 2121 | 1517 | 1155 | 1418 | 1858 | 2827 | 2710 | 3821 | 3610 | 3555 | 3360 | 2918 | 2121 | 1517 | 1155 | 161.766 | 211.887 | 322.403 | 309.121 | 435.802 | 411.744 | 405.479 | 383.3 | 332.803 | 241.959 | 173.043 | 131.693 | 0 | 0 | 30870 | 30870 | 3521 | 2020 | solar PV | TRUE
62647 | N | . | MBS Texbook Exchange | MBS TextBook Exhcange LLC | 61984 | MO | WNC | WECC |  | 421 | 4 | Commercial NAICS Non-Cogen | IC | DFO | DFO | MISO | A | barrels | 0 | 0 | 0 | 0 | 0 | 0 | 0 | 0 | 0 | 0 | 0 | 0 | 0 | 0 | 0 | 0 | 0 | 0 | 0 | 0 | 0 | 0 | 0 | 0 | 0 | 0 | 0 | 0 | 0 | 0 | 0 | 0 | 0 | 0 | 0 | 0 | 0 | 0 | 0 | 0 | 0 | 0 | 0 | 0 | 0 | 0 | 0 | 0 | 0 | 0 | 0 | 0 | 0 | 0 | 0 | 0 | 0 | 0 | 0 | 0 | 0 | 0 | 0 | 0 | 0 | 0 | 0 | 0 | 0 | 0 | 0 | 0 | 0 | 0 | 0 | 0 | 0 | 2020 | petroleum | FALSE
62649 | N | . | SFDK Solar | Sustainable Power Group, LLC | 58661 | CA | PACC | WECC |  | 22 | 2 | NAICS-22 Non-Cogen | PV | SUN | SUN | CISO | A |  | 0 | 0 | 0 | 0 | 0 | 0 | 0 | 0 | 0 | 0 | 0 | 0 | 0 | 0 | 0 | 0 | 0 | 0 | 0 | 0 | 0 | 0 | 0 | 0 | 0 | 0 | 0 | 0 | 0 | 0 | 0 | 0 | 0 | 0 | 0 | 0 | 4884 | 6621 | 6479 | 8165 | 10686 | 10641 | 12019 | 9958 | 7819 | 7227 | 5714 | 4524 | 4884 | 6621 | 6479 | 8165 | 10686 | 10641 | 12019 | 9958 | 7819 | 7227 | 5714 | 4524 | 557.107 | 755.187 | 738.996 | 931.343 | 1218.894 | 1213.775 | 1370.979 | 1135.819 | 891.842 | 824.353 | 651.712 | 515.993 | 0 | 0 | 94737 | 94737 | 10806 | 2020 | solar PV | TRUE
62651 | N | . | Haven Solar Project CSG | DG Minnesota CSG, LLC | 61187 | MN | WNC | MRO |  | 22 | 2 | NAICS-22 Non-Cogen | PV | SUN | SUN | MISO | A |  | 0 | 0 | 0 | 0 | 0 | 0 | 0 | 0 | 0 | 0 | 0 | 0 | 0 | 0 | 0 | 0 | 0 | 0 | 0 | 0 | 0 | 0 | 0 | 0 | 0 | 0 | 0 | 0 | 0 | 0 | 0 | 0 | 0 | 0 | 0 | 0 | 1300 | 2883 | 3498 | 4625 | 4811 | 5215 | 5028 | 4979 | 3511 | 2628 | 2011 | 1259 | 1300 | 2883 | 3498 | 4625 | 4811 | 5215 | 5028 | 4979 | 3511 | 2628 | 2011 | 1259 | 148.305 | 328.889 | 399.037 | 527.556 | 548.767 | 594.802 | 573.549 | 567.926 | 400.488 | 299.71 | 229.367 | 143.604 | 0 | 0 | 41748 | 41748 | 4762 | 2020 | solar PV | TRUE
62652 | N | . | Happy Hollow CSG Hybrid | REA Investments, LLC | 63359 | MA | NEW | NPCC |  | 22 | 2 | NAICS-22 Non-Cogen | BA | MWH | OTH | ISNE | A | megawatthours | 0 | 0 | 0 | 0 | 0 | 0 | 0 | 0 | 0 | 0 | 0 | 0 | 0 | 0 | 0 | 0 | 0 | 0 | 0 | 0 | 0 | 0 | 0 | 0 | 0 | 0 | 0 | 0 | 0 | 0 | 0 | 0 | 0 | 0 | 0 | 0 | 0 | 0 | 0 | 0 | 0 | 0 | 0 | 0 | 0 | 0 | 0 | 0 | 0 | 0 | 0 | 0 | 0 | 0 | 0 | 0 | 0 | 0 | 0 | 0 | 0 | 0 | 0 | 0 | 0 | 0 | 0 | 0 | 0 | 0 | 0 | 0 | 0 | 0 | 0 | 0 | 0 | 2020 | other | TRUE
62652 | N | . | Happy Hollow CSG Hybrid | REA Investments, LLC | 63359 | MA | NEW | NPCC |  | 22 | 2 | NAICS-22 Non-Cogen | PV | SUN | SUN | ISNE | A |  | 0 | 0 | 0 | 0 | 0 | 0 | 0 | 0 | 0 | 0 | 0 | 0 | 0 | 0 | 0 | 0 | 0 | 0 | 0 | 0 | 0 | 0 | 0 | 0 | 0 | 0 | 0 | 0 | 0 | 0 | 0 | 0 | 0 | 0 | 0 | 0 | 3325 | 4356 | 6628 | 6355 | 8959 | 8464 | 8335 | 7879 | 6841 | 4974 | 3557 | 2707 | 3325 | 4356 | 6628 | 6355 | 8959 | 8464 | 8335 | 7879 | 6841 | 4974 | 3557 | 2707 | 379.304 | 496.829 | 755.968 | 724.824 | 1021.864 | 965.453 | 950.762 | 898.758 | 780.354 | 567.343 | 405.749 | 308.792 | 0 | 0 | 72380 | 72380 | 8256 | 2020 | solar PV | TRUE
62653 | N | . | Zephyr Wind Project - 2.0 | OEE XXX LLC | 62128 | OH | ENC | RFC |  | 332 | 6 | Industrial NAICS Non-Cogen | WT | WND | WND | PJM | A |  | . | . | . | . | . | . | . | 0 | 0 | 0 | 0 | 0 | . | . | . | . | . | . | . | 0 | 0 | 0 | 0 | 0 | . | . | . | . | . | . | . | 0 | 0 | 0 | 0 | 0 | . | . | . | . | . | . | . | 3639 | 6015 | 7991 | 11343 | 11051 | . | . | . | . | . | . | . | 3639 | 6015 | 7991 | 11343 | 11051 | . | . | . | . | . | . | . | 415.058 | 686.131 | 911.464 | 1293.837 | 1260.51 | 0 | 0 | 40039 | 40039 | 4567 | 2020 | onshore wind | FALSE
62655 | N | . | HL Solar | HL Solar LLC | 62131 | CA | PACC | WECC |  | 22 | 2 | NAICS-22 Non-Cogen | PV | SUN | SUN | CISO | A |  | 0 | 0 | 0 | 0 | 0 | 0 | 0 | 0 | 0 | 0 | 0 | 0 | 0 | 0 | 0 | 0 | 0 | 0 | 0 | 0 | 0 | 0 | 0 | 0 | 0 | 0 | 0 | 0 | 0 | 0 | 0 | 0 | 0 | 0 | 0 | 0 | 5102 | 6916 | 6768 | 8529 | 11163 | 11116 | 12556 | 10402 | 8168 | 7549 | 5968 | 4725 | 5102 | 6916 | 6768 | 8529 | 11163 | 11116 | 12556 | 10402 | 8168 | 7549 | 5968 | 4725 | 581.956 | 788.871 | 771.959 | 972.885 | 1273.263 | 1267.916 | 1432.132 | 1186.482 | 931.622 | 861.124 | 680.782 | 539.008 | 0 | 0 | 98962 | 98962 | 11288 | 2020 | solar PV | TRUE
62657 | N | . | DWW Solar ll | DWW Solar ll LLC | 62132 | CT | NEW | NPCC |  | 22 | 2 | NAICS-22 Non-Cogen | PV | SUN | SUN | ISNE | M |  | 0 | 0 | 0 | 0 | 0 | 0 | 0 | 0 | 0 | 0 | 0 | 0 | 0 | 0 | 0 | 0 | 0 | 0 | 0 | 0 | 0 | 0 | 0 | 0 | 0 | 0 | 0 | 0 | 0 | 0 | 0 | 0 | 0 | 0 | 0 | 0 | 21190 | 28388 | 41082 | 40951 | 56609 | 56696 | 55898 | 51085 | 43809 | 30413 | 24723 | 16850 | 21190 | 28388 | 41082 | 40951 | 56609 | 56696 | 55898 | 51085 | 43809 | 30413 | 24723 | 16850 | 2417 | 3238 | 4686 | 4671 | 6457 | 6467 | 6376 | 5827 | 4997 | 3469 | 2820 | 1922 | 0 | 0 | 467694 | 467694 | 53347 | 2020 | solar PV | TRUE
62658 | N | . | Cuyahoga Falls 1 | City of Cuyahoga Falls - (OH) | 4683 | OH | ENC | RFC |  | 22 | 1 | Electric Utility | IC | DFO | DFO | PJM | A | barrels | 92 | 117 | 72 | 80 | 105 | 115 | 167 | 100 | 61 | 135 | 98 | 78 | 92 | 117 | 72 | 80 | 105 | 115 | 167 | 100 | 61 | 135 | 98 | 78 | 6.2 | 6.2 | 6.2 | 6.2 | 6.2 | 6.2 | 6.2 | 6.2 | 6.2 | 6.2 | 6.2 | 6.2 | 570 | 725 | 446 | 496 | 651 | 713 | 1035 | 620 | 378 | 837 | 608 | 484 | 570 | 725 | 446 | 496 | 651 | 713 | 1035 | 620 | 378 | 837 | 608 | 484 | 56.97 | 72.2 | 44.159 | 48.968 | 64.75 | 70.941 | 102.709 | 61.279 | 37.813 | 82.996 | 60.083 | 48.132 | 1220 | 1220 | 7563 | 7563 | 751 | 2020 | petroleum | TRUE
62659 | N | . | Pecan Grove Solar, LLC | CI-II Mitchell Holding LLC | 63184 | NC | SAT | SERC |  | 22 | 2 | NAICS-22 Non-Cogen | PV | SUN | SUN | CPLE | A |  | 0 | 0 | 0 | 0 | 0 | 0 | 0 | 0 | 0 | 0 | 0 | 0 | 0 | 0 | 0 | 0 | 0 | 0 | 0 | 0 | 0 | 0 | 0 | 0 | 0 | 0 | 0 | 0 | 0 | 0 | 0 | 0 | 0 | 0 | 0 | 0 | 4166 | 4281 | 5476 | 7438 | 7444 | 7242 | 8101 | 6504 | 5509 | 5585 | 4671 | 3948 | 4166 | 4281 | 5476 | 7438 | 7444 | 7242 | 8101 | 6504 | 5509 | 5585 | 4671 | 3948 | 475.167 | 488.328 | 624.62 | 848.398 | 849.072 | 826.042 | 923.99 | 741.926 | 628.35 | 637.037 | 532.794 | 450.276 | 0 | 0 | 70365 | 70365 | 8026 | 2020 | solar PV | TRUE
62660 | N | . | 1025 Traveller Solar, LLC | CI-II Mitchell Holding LLC | 63184 | NC | SAT | SERC |  | 22 | 2 | NAICS-22 Non-Cogen | PV | SUN | SUN | CPLE | A |  | 0 | 0 | 0 | 0 | 0 | 0 | 0 | 0 | 0 | 0 | 0 | 0 | 0 | 0 | 0 | 0 | 0 | 0 | 0 | 0 | 0 | 0 | 0 | 0 | 0 | 0 | 0 | 0 | 0 | 0 | 0 | 0 | 0 | 0 | 0 | 0 | 4914 | 5050 | 6459 | 8773 | 8780 | 8542 | 9555 | 7672 | 6498 | 6588 | 5510 | 4656 | 4914 | 5050 | 6459 | 8773 | 8780 | 8542 | 9555 | 7672 | 6498 | 6588 | 5510 | 4656 | 560.478 | 576.004 | 736.765 | 1000.72 | 1001.516 | 974.35 | 1089.885 | 875.132 | 741.165 | 751.412 | 628.453 | 531.12 | 0 | 0 | 82997 | 82997 | 9467 | 2020 | solar PV | TRUE
62661 | N | . | 1047 Little Mountain Solar, LLC | CI-II Mitchell Holding LLC | 63184 | NC | SAT | SERC |  | 22 | 2 | NAICS-22 Non-Cogen | PV | SUN | SUN | DUK | A |  | 0 | 0 | 0 | 0 | 0 | 0 | 0 | 0 | 0 | 0 | 0 | 0 | 0 | 0 | 0 | 0 | 0 | 0 | 0 | 0 | 0 | 0 | 0 | 0 | 0 | 0 | 0 | 0 | 0 | 0 | 0 | 0 | 0 | 0 | 0 | 0 | 2957 | 3039 | 3887 | 5280 | 5284 | 5140 | 5750 | 4617 | 3910 | 3964 | 3316 | 2802 | 2957 | 3039 | 3887 | 5280 | 5284 | 5140 | 5750 | 4617 | 3910 | 3964 | 3316 | 2802 | 337.282 | 346.624 | 443.367 | 602.208 | 602.687 | 586.339 | 655.865 | 526.632 | 446.014 | 452.181 | 378.187 | 319.614 | 0 | 0 | 49946 | 49946 | 5697 | 2020 | solar PV | TRUE
62662 | N | . | Ennis Solar, LLC | CI-II Mitchell Holding LLC | 63184 | NC | SAT | SERC |  | 22 | 2 | NAICS-22 Non-Cogen | PV | SUN | SUN | CPLE | A |  | 0 | 0 | 0 | 0 | 0 | 0 | 0 | 0 | 0 | 0 | 0 | 0 | 0 | 0 | 0 | 0 | 0 | 0 | 0 | 0 | 0 | 0 | 0 | 0 | 0 | 0 | 0 | 0 | 0 | 0 | 0 | 0 | 0 | 0 | 0 | 0 | 3952 | 4061 | 5195 | 7056 | 7062 | 6870 | 7685 | 6171 | 5226 | 5298 | 4431 | 3745 | 3952 | 4061 | 5195 | 7056 | 7062 | 6870 | 7685 | 6171 | 5226 | 5298 | 4431 | 3745 | 450.775 | 463.261 | 592.556 | 804.847 | 805.487 | 783.638 | 876.559 | 703.84 | 596.095 | 604.336 | 505.444 | 427.162 | 0 | 0 | 66752 | 66752 | 7614 | 2020 | solar PV | TRUE
62663 | N | . | Gilcrest Solar | Terraform Arcadia | 63249 | CO | MTN | WECC |  | 22 | 2 | NAICS-22 Non-Cogen | PV | SUN | SUN | WACM | A |  | 0 | 0 | 0 | 0 | 0 | 0 | 0 | 0 | 0 | 0 | 0 | 0 | 0 | 0 | 0 | 0 | 0 | 0 | 0 | 0 | 0 | 0 | 0 | 0 | 0 | 0 | 0 | 0 | 0 | 0 | 0 | 0 | 0 | 0 | 0 | 0 | 1584 | 1669 | 2557 | 2857 | 3318 | 3217 | 3334 | 2717 | 2648 | 1995 | 1719 | 1299 | 1584 | 1669 | 2557 | 2857 | 3318 | 3217 | 3334 | 2717 | 2648 | 1995 | 1719 | 1299 | 180.705 | 190.355 | 291.612 | 325.906 | 378.445 | 366.897 | 380.258 | 309.918 | 302.039 | 227.578 | 196.11 | 148.177 | 0 | 0 | 28914 | 28914 | 3298 | 2020 | solar PV | TRUE
62664 | N | . | Quincy Solar | Terraform Arcadia | 63249 | CO | MTN | WECC |  | 22 | 2 | NAICS-22 Non-Cogen | PV | SUN | SUN | WACM | A |  | 0 | 0 | 0 | 0 | 0 | 0 | 0 | 0 | 0 | 0 | 0 | 0 | 0 | 0 | 0 | 0 | 0 | 0 | 0 | 0 | 0 | 0 | 0 | 0 | 0 | 0 | 0 | 0 | 0 | 0 | 0 | 0 | 0 | 0 | 0 | 0 | 1513 | 1594 | 2442 | 2729 | 3169 | 3072 | 3184 | 2595 | 2529 | 1906 | 1642 | 1241 | 1513 | 1594 | 2442 | 2729 | 3169 | 3072 | 3184 | 2595 | 2529 | 1906 | 1642 | 1241 | 172.596 | 181.813 | 278.526 | 311.281 | 361.462 | 350.432 | 363.193 | 296.01 | 288.485 | 217.365 | 187.309 | 141.528 | 0 | 0 | 27616 | 27616 | 3150 | 2020 | solar PV | TRUE
62667 | N | . | Lafayette Horizon Solar CSG LLC | Lafayette Horizon Solar CSG LLC | 62147 | CO | MTN | WECC |  | 22 | 2 | NAICS-22 Non-Cogen | PV | SUN | SUN | PSCO | A |  | 0 | 0 | 0 | 0 | 0 | 0 | 0 | 0 | 0 | 0 | 0 | 0 | 0 | 0 | 0 | 0 | 0 | 0 | 0 | 0 | 0 | 0 | 0 | 0 | 0 | 0 | 0 | 0 | 0 | 0 | 0 | 0 | 0 | 0 | 0 | 0 | 1764 | 1859 | 2847 | 3182 | 3695 | 3582 | 3713 | 3026 | 2949 | 2222 | 1915 | 1447 | 1764 | 1859 | 2847 | 3182 | 3695 | 3582 | 3713 | 3026 | 2949 | 2222 | 1915 | 1447 | 201.252 | 211.999 | 324.77 | 362.964 | 421.476 | 408.615 | 423.495 | 345.157 | 336.382 | 253.455 | 218.409 | 165.026 | 0 | 0 | 32201 | 32201 | 3673 | 2020 | solar PV | TRUE
62669 | N | . | Gaston Solar Power Plant | Duke Energy Carolinas, LLC | 5416 | NC | SAT | SERC |  | 22 | 1 | Electric Utility | PV | SUN | SUN | DUK | M |  | . | . | . | . | . | . | . | . | . | . | . | 0 | . | . | . | . | . | . | . | . | . | . | . | 0 | . | . | . | . | . | . | . | . | . | . | . | 0 | . | . | . | . | . | . | . | . | . | . | . | 7198 | . | . | . | . | . | . | . | . | . | . | . | 7198 | . | . | . | . | . | . | . | . | . | . | . | 821 | 0 | 0 | 7198 | 7198 | 821 | 2020 | solar PV | TRUE
62671 | N | . | Equinix Caspian Dr. Fuel Cell | 2016 ESA Project Company, LLC | 62150 | CA | PACC | WECC |  | 22 | 2 | NAICS-22 Non-Cogen | FC | NG | NG | CISO | A | mcf | 20044 | 17700 | 19649 | 13895 | 13066 | 18379 | 25711 | 31973 | 27844 | 28916 | 23097 | 25602 | 20044 | 17700 | 19649 | 13895 | 13066 | 18379 | 25711 | 31973 | 27844 | 28916 | 23097 | 25602 | 1.036 | 1.036 | 1.036 | 1.036 | 1.036 | 1.036 | 1.036 | 1.036 | 1.036 | 1.036 | 1.036 | 1.036 | 20766 | 18337 | 20356 | 14395 | 13536 | 19041 | 26637 | 33124 | 28846 | 29957 | 23928 | 26524 | 20766 | 18337 | 20356 | 14395 | 13536 | 19041 | 26637 | 33124 | 28846 | 29957 | 23928 | 26524 | 2892.665 | 2554.497 | 2835.662 | 2005.381 | 1885.602 | 2652.496 | 3710.562 | 4614.343 | 4018.373 | 4173.182 | 3333.389 | 3694.848 | 265876 | 265876 | 275447 | 275447 | 38371 | 2020 | other | TRUE
62672 | N | . | Nautilus Goat Island Solar CSG LLC | Nautilus Goat Island Solar CSG LLC | 62149 | RI | NEW | NPCC |  | 22 | 2 | NAICS-22 Non-Cogen | PV | SUN | SUN | ISNE | A |  | 0 | 0 | 0 | 0 | 0 | 0 | 0 | 0 | 0 | 0 | 0 | 0 | 0 | 0 | 0 | 0 | 0 | 0 | 0 | 0 | 0 | 0 | 0 | 0 | 0 | 0 | 0 | 0 | 0 | 0 | 0 | 0 | 0 | 0 | 0 | 0 | 1508 | 2073 | 3326 | 3301 | 4663 | 4478 | 4481 | 3890 | 3529 | 2485 | 1868 | 1167 | 1508 | 2073 | 3326 | 3301 | 4663 | 4478 | 4481 | 3890 | 3529 | 2485 | 1868 | 1167 | 171.961 | 236.444 | 379.407 | 376.496 | 531.825 | 510.742 | 511.112 | 443.765 | 402.584 | 283.431 | 213.066 | 133.167 | 0 | 0 | 36769 | 36769 | 4194 | 2020 | solar PV | TRUE
62676 | N | . | Epic Verona | Epic Hosting, LLC | 61702 | WI | ENC | MRO |  | 519 | 4 | Commercial NAICS Non-Cogen | IC | DFO | DFO | MISO | A | barrels | 57 | 42 | 48 | 34 | 54 | 64 | 71 | 69 | 38 | 48 | 53 | 56 | 57 | 42 | 48 | 34 | 54 | 64 | 71 | 69 | 38 | 48 | 53 | 56 | 5.8 | 5.8 | 5.8 | 5.8 | 5.8 | 5.8 | 5.8 | 5.8 | 5.8 | 5.8 | 5.8 | 5.8 | 331 | 244 | 278 | 197 | 313 | 371 | 412 | 400 | 220 | 278 | 307 | 325 | 331 | 244 | 278 | 197 | 313 | 371 | 412 | 400 | 220 | 278 | 307 | 325 | 31.943 | 23.242 | 26.637 | 18.843 | 30.332 | 35.565 | 39.28 | 38.222 | 21.212 | 26.849 | 29.425 | 31.45 | 634 | 634 | 3676 | 3676 | 353 | 2020 | petroleum | FALSE
62676 | N | . | Epic Verona | Epic Hosting, LLC | 61702 | WI | ENC | MRO |  | 519 | 4 | Commercial NAICS Non-Cogen | PV | SUN | SUN | MISO | A |  | 0 | 0 | 0 | 0 | 0 | 0 | 0 | 0 | 0 | 0 | 0 | 0 | 0 | 0 | 0 | 0 | 0 | 0 | 0 | 0 | 0 | 0 | 0 | 0 | 0 | 0 | 0 | 0 | 0 | 0 | 0 | 0 | 0 | 0 | 0 | 0 | 256 | 722 | 776 | 1099 | 1250 | 1146 | 1412 | 1230 | 824 | 636 | 427 | 286 | 256 | 722 | 776 | 1099 | 1250 | 1146 | 1412 | 1230 | 824 | 636 | 427 | 286 | 29.169 | 82.364 | 88.493 | 125.379 | 142.618 | 130.687 | 161.06 | 140.264 | 94.02 | 72.513 | 48.761 | 32.672 | 0 | 0 | 10064 | 10064 | 1148 | 2020 | solar PV | FALSE
62677 | N | . | IKEA Canton Rooftop PV System | IKEA Property Inc | 57389 | MI | ENC | RFC |  | 441 | 4 | Commercial NAICS Non-Cogen | PV | SUN | SUN | MISO | A |  | 0 | 0 | 0 | 0 | 0 | 0 | 0 | 0 | 0 | 0 | 0 | 0 | 0 | 0 | 0 | 0 | 0 | 0 | 0 | 0 | 0 | 0 | 0 | 0 | 0 | 0 | 0 | 0 | 0 | 0 | 0 | 0 | 0 | 0 | 0 | 0 | 210 | 312 | 459 | 563 | 664 | 816 | 784 | 737 | 577 | 456 | 310 | 225 | 210 | 312 | 459 | 563 | 664 | 816 | 784 | 737 | 577 | 456 | 310 | 225 | 23.954 | 35.572 | 52.314 | 64.209 | 75.692 | 93.061 | 89.405 | 84.049 | 65.777 | 51.964 | 35.319 | 25.684 | 0 | 0 | 6113 | 6113 | 697 | 2020 | solar PV | FALSE
62678 | N | . | Crooked Run | Cypress Creek Renewables | 61060 | NC | SAT | SERC |  | 22 | 2 | NAICS-22 Non-Cogen | PV | SUN | SUN | DUK | M |  | 0 | 0 | 0 | 0 | 0 | 0 | 0 | 0 | 0 | 0 | 0 | 0 | 0 | 0 | 0 | 0 | 0 | 0 | 0 | 0 | 0 | 0 | 0 | 0 | 0 | 0 | 0 | 0 | 0 | 0 | 0 | 0 | 0 | 0 | 0 | 0 | 77106 | 72310 | 100531 | 124360 | 126788 | 113191 | 121967 | 111455 | 89949 | 99865 | 86793 | 74476 | 77106 | 72310 | 100531 | 124360 | 126788 | 113191 | 121967 | 111455 | 89949 | 99865 | 86793 | 74476 | 8795 | 8248 | 11467 | 14185 | 14462 | 12911 | 13912 | 12713 | 10260 | 11391 | 9900 | 8495 | 0 | 0 | 1198791 | 1198791 | 136739 | 2020 | solar PV | TRUE
62679 | N | . | Palmetto Plains | Cypress Creek Renewables | 61060 | SC | SAT | SERC |  | 22 | 2 | NAICS-22 Non-Cogen | PV | SUN | SUN | SCEG | M |  | 0 | 0 | 0 | 0 | 0 | 0 | 0 | 0 | 0 | 0 | 0 | 0 | 0 | 0 | 0 | 0 | 0 | 0 | 0 | 0 | 0 | 0 | 0 | 0 | 0 | 0 | 0 | 0 | 0 | 0 | 0 | 0 | 0 | 0 | 0 | 0 | 78552 | 84575 | 106712 | 139430 | 166161 | 139877 | 153738 | 128489 | 115549 | 111280 | 83804 | 77895 | 78552 | 84575 | 106712 | 139430 | 166161 | 139877 | 153738 | 128489 | 115549 | 111280 | 83804 | 77895 | 8960 | 9647 | 12172 | 15904 | 18953 | 15955 | 17536 | 14656 | 13180 | 12693 | 9559 | 8885 | 0 | 0 | 1386062 | 1386062 | 158100 | 2020 | solar PV | TRUE
62680 | N | . | Garfield Solar | NJR Clean Energy Ventures Corporation | 56990 | NJ | MAT | RFC |  | 22 | 2 | NAICS-22 Non-Cogen | PV | SUN | SUN | PJM | A |  | 0 | 0 | 0 | 0 | 0 | 0 | 0 | 0 | 0 | 0 | 0 | 0 | 0 | 0 | 0 | 0 | 0 | 0 | 0 | 0 | 0 | 0 | 0 | 0 | 0 | 0 | 0 | 0 | 0 | 0 | 0 | 0 | 0 | 0 | 0 | 0 | 2068 | 2323 | 3327 | 3460 | 4528 | 4753 | 4476 | 3868 | 3554 | 2566 | 2355 | 1631 | 2068 | 2323 | 3327 | 3460 | 4528 | 4753 | 4476 | 3868 | 3554 | 2566 | 2355 | 1631 | 235.831 | 264.958 | 379.481 | 394.619 | 516.45 | 542.131 | 510.603 | 441.18 | 405.372 | 292.728 | 268.612 | 186.035 | 0 | 0 | 38909 | 38909 | 4438 | 2020 | solar PV | TRUE
62681 | N | . | CED Champaign Solar LLC | Consolidated Edison Development Inc. | 56769 | IL | ENC | SERC |  | 22 | 2 | NAICS-22 Non-Cogen | PV | SUN | SUN | MISO | A |  | . | . | . | . | . | . | 0 | 0 | 0 | 0 | 0 | 0 | . | . | . | . | . | . | 0 | 0 | 0 | 0 | 0 | 0 | . | . | . | . | . | . | 0 | 0 | 0 | 0 | 0 | 0 | . | . | . | . | . | . | 1428 | 1427 | 1036 | 825 | 708 | 493 | . | . | . | . | . | . | 1428 | 1427 | 1036 | 825 | 708 | 493 | . | . | . | . | . | . | 162.908 | 162.789 | 118.199 | 94.068 | 80.786 | 56.25 | 0 | 0 | 5917 | 5917 | 675 | 2020 | solar PV | TRUE
62682 | N | . | Noland Wastewater Treatment Plant Hybrid | Today's Power, Inc. | 61204 | AR | WSC | MRO |  | 22132 | 4 | Commercial NAICS Non-Cogen | BA | MWH | OTH | SWPP | M | megawatthours | 10 | 7 | 12 | 37 | 105 | 141 | 170 | 21 | 11 | 9 | 7 | 10 | 10 | 7 | 12 | 37 | 105 | 141 | 170 | 21 | 11 | 9 | 7 | 10 | 0 | 0 | 0 | 0 | 0 | 0 | 0 | 0 | 0 | 0 | 0 | 0 | 0 | 0 | 0 | 0 | 0 | 0 | 0 | 0 | 0 | 0 | 0 | 0 | 0 | 0 | 0 | 0 | 0 | 0 | 0 | 0 | 0 | 0 | 0 | 0 | -9 | -7 | -9 | -13 | -46 | -46 | -84 | -18 | -11 | -3 | -4 | -10 | 540 | 540 | 0 | 0 | -260 | 2020 | other | FALSE
62682 | N | . | Noland Wastewater Treatment Plant Hybrid | Today's Power, Inc. | 61204 | AR | WSC | MRO |  | 22132 | 4 | Commercial NAICS Non-Cogen | PV | SUN | SUN | SWPP | M |  | 0 | 0 | 0 | 0 | 0 | 0 | 0 | 0 | 0 | 0 | 0 | 0 | 0 | 0 | 0 | 0 | 0 | 0 | 0 | 0 | 0 | 0 | 0 | 0 | 0 | 0 | 0 | 0 | 0 | 0 | 0 | 0 | 0 | 0 | 0 | 0 | 3857 | 5243 | 7119 | 8337 | 10678 | 8855 | 10108 | 7478 | 7496 | 5094 | 3647 | 4576 | 3857 | 5243 | 7119 | 8337 | 10678 | 8855 | 10108 | 7478 | 7496 | 5094 | 3647 | 4576 | 440 | 598 | 812 | 951 | 1218 | 1010 | 1153 | 853 | 855 | 581 | 416 | 522 | 0 | 0 | 82488 | 82488 | 9409 | 2020 | solar PV | FALSE
62683 | N | . | Westside Wastewater Treatment Plant Hybrid | Today's Power, Inc. | 61204 | AR | WSC | MRO |  | 22132 | 4 | Commercial NAICS Non-Cogen | BA | MWH | OTH | SWPP | M | megawatthours | 9 | 7 | 9 | 37 | 105 | 150 | 165 | 24 | 11 | 9 | 7 | 10 | 9 | 7 | 9 | 37 | 105 | 150 | 165 | 24 | 11 | 9 | 7 | 10 | 0 | 0 | 0 | 0 | 0 | 0 | 0 | 0 | 0 | 0 | 0 | 0 | 0 | 0 | 0 | 0 | 0 | 0 | 0 | 0 | 0 | 0 | 0 | 0 | 0 | 0 | 0 | 0 | 0 | 0 | 0 | 0 | 0 | 0 | 0 | 0 | -9 | -7 | -9 | -13 | -46 | -49 | -81 | -20 | -11 | 0 | -7 | -10 | 543 | 543 | 0 | 0 | -262 | 2020 | other | FALSE
62683 | N | . | Westside Wastewater Treatment Plant Hybrid | Today's Power, Inc. | 61204 | AR | WSC | MRO |  | 22132 | 4 | Commercial NAICS Non-Cogen | PV | SUN | SUN | SWPP | M |  | 0 | 0 | 0 | 0 | 0 | 0 | 0 | 0 | 0 | 0 | 0 | 0 | 0 | 0 | 0 | 0 | 0 | 0 | 0 | 0 | 0 | 0 | 0 | 0 | 0 | 0 | 0 | 0 | 0 | 0 | 0 | 0 | 0 | 0 | 0 | 0 | 4015 | 5418 | 7206 | 8267 | 10696 | 9319 | 9652 | 7636 | 7750 | 5234 | 3726 | 4682 | 4015 | 5418 | 7206 | 8267 | 10696 | 9319 | 9652 | 7636 | 7750 | 5234 | 3726 | 4682 | 458 | 618 | 822 | 943 | 1220 | 1063 | 1101 | 871 | 884 | 597 | 425 | 534 | 0 | 0 | 83601 | 83601 | 9536 | 2020 | solar PV | FALSE
62686 | N | . | TPE Pennsylvania Solar 1, LLC | Alchemy Renewable Energy | 62627 | PA | MAT | RFC |  | 22 | 2 | NAICS-22 Non-Cogen | PV | SUN | SUN | PJM | A |  | 0 | 0 | 0 | 0 | 0 | 0 | 0 | 0 | 0 | 0 | 0 | 0 | 0 | 0 | 0 | 0 | 0 | 0 | 0 | 0 | 0 | 0 | 0 | 0 | 0 | 0 | 0 | 0 | 0 | 0 | 0 | 0 | 0 | 0 | 0 | 0 | 2103 | 2527 | 3765 | 3779 | 4773 | 4995 | 4701 | 4332 | 3743 | 2806 | 2573 | 1617 | 2103 | 2527 | 3765 | 3779 | 4773 | 4995 | 4701 | 4332 | 3743 | 2806 | 2573 | 1617 | 239.862 | 288.198 | 429.419 | 431.085 | 544.425 | 569.73 | 536.243 | 494.119 | 426.994 | 320.018 | 293.502 | 184.405 | 0 | 0 | 41714 | 41714 | 4758 | 2020 | solar PV | TRUE
62687 | N | . | American Canyon Solar | RP Napa Solar 1, LLC | 62162 | CA | PACC | WECC |  | 22 | 2 | NAICS-22 Non-Cogen | PV | SUN | SUN | CISO | A |  | 0 | 0 | 0 | 0 | 0 | 0 | 0 | 0 | 0 | 0 | 0 | 0 | 0 | 0 | 0 | 0 | 0 | 0 | 0 | 0 | 0 | 0 | 0 | 0 | 0 | 0 | 0 | 0 | 0 | 0 | 0 | 0 | 0 | 0 | 0 | 0 | 3008 | 4077 | 3990 | 5029 | 6581 | 6553 | 7402 | 6133 | 4815 | 4451 | 3519 | 2786 | 3008 | 4077 | 3990 | 5029 | 6581 | 6553 | 7402 | 6133 | 4815 | 4451 | 3519 | 2786 | 343.101 | 465.09 | 455.119 | 573.578 | 750.67 | 747.518 | 844.334 | 699.507 | 549.251 | 507.688 | 401.364 | 317.78 | 0 | 0 | 58344 | 58344 | 6655 | 2020 | solar PV | TRUE
62688 | N | . | Malech Solar Farm | County of Santa Clara (CA) | 62628 | CA | PACC | WECC |  | 22 | 2 | NAICS-22 Non-Cogen | PV | SUN | SUN | CISO | A |  | 0 | 0 | 0 | 0 | 0 | 0 | 0 | 0 | 0 | 0 | 0 | 0 | 0 | 0 | 0 | 0 | 0 | 0 | 0 | 0 | 0 | 0 | 0 | 0 | 0 | 0 | 0 | 0 | 0 | 0 | 0 | 0 | 0 | 0 | 0 | 0 | 2556 | 3465 | 3391 | 4274 | 5593 | 5570 | 6291 | 5212 | 4092 | 3783 | 2991 | 2368 | 2556 | 3465 | 3391 | 4274 | 5593 | 5570 | 6291 | 5212 | 4092 | 3783 | 2991 | 2368 | 291.598 | 395.274 | 386.8 | 487.477 | 637.985 | 635.306 | 717.588 | 594.502 | 466.802 | 431.477 | 341.114 | 270.077 | 0 | 0 | 49586 | 49586 | 5656 | 2020 | solar PV | TRUE
62689 | N | . | Hellyer Solar Farm | County of Santa Clara (CA) | 62628 | CA | PACC | WECC |  | 22 | 2 | NAICS-22 Non-Cogen | PV | SUN | SUN | CISO | A |  | 0 | 0 | 0 | 0 | 0 | 0 | 0 | 0 | 0 | 0 | 0 | 0 | 0 | 0 | 0 | 0 | 0 | 0 | 0 | 0 | 0 | 0 | 0 | 0 | 0 | 0 | 0 | 0 | 0 | 0 | 0 | 0 | 0 | 0 | 0 | 0 | 1689 | 2289 | 2240 | 2823 | 3695 | 3679 | 4156 | 3443 | 2703 | 2499 | 1975 | 1564 | 1689 | 2289 | 2240 | 2823 | 3695 | 3679 | 4156 | 3443 | 2703 | 2499 | 1975 | 1564 | 192.61 | 261.094 | 255.496 | 321.997 | 421.413 | 419.643 | 473.994 | 392.691 | 308.34 | 285.007 | 225.319 | 178.396 | 0 | 0 | 32755 | 32755 | 3736 | 2020 | solar PV | TRUE
62690 | N | . | Guadalupe Solar Farm | County of Santa Clara (CA) | 62628 | CA | PACC | WECC |  | 22 | 2 | NAICS-22 Non-Cogen | PV | SUN | SUN | CISO | A |  | 0 | 0 | 0 | 0 | 0 | 0 | 0 | 0 | 0 | 0 | 0 | 0 | 0 | 0 | 0 | 0 | 0 | 0 | 0 | 0 | 0 | 0 | 0 | 0 | 0 | 0 | 0 | 0 | 0 | 0 | 0 | 0 | 0 | 0 | 0 | 0 | 925 | 1254 | 1227 | 1547 | 2024 | 2016 | 2277 | 1886 | 1481 | 1369 | 1082 | 857 | 925 | 1254 | 1227 | 1547 | 2024 | 2016 | 2277 | 1886 | 1481 | 1369 | 1082 | 857 | 105.535 | 143.056 | 139.989 | 176.426 | 230.897 | 229.928 | 259.707 | 215.16 | 168.943 | 156.159 | 123.455 | 97.745 | 0 | 0 | 17945 | 17945 | 2047 | 2020 | solar PV | TRUE
62691 | N | . | Shiloh Hwy Solar | Shiloh Hwy 1108 Solar, LLC | 62157 | NC | SAT | SERC |  | 22 | 2 | NAICS-22 Non-Cogen | PV | SUN | SUN | PJM | A |  | 0 | 0 | 0 | 0 | 0 | 0 | 0 | 0 | 0 | 0 | 0 | 0 | 0 | 0 | 0 | 0 | 0 | 0 | 0 | 0 | 0 | 0 | 0 | 0 | 0 | 0 | 0 | 0 | 0 | 0 | 0 | 0 | 0 | 0 | 0 | 0 | 4953 | 5090 | 6510 | 8843 | 8850 | 8610 | 9631 | 7733 | 6549 | 6640 | 5553 | 4693 | 4953 | 5090 | 6510 | 8843 | 8850 | 8610 | 9631 | 7733 | 6549 | 6640 | 5553 | 4693 | 564.919 | 580.567 | 742.602 | 1008.648 | 1009.45 | 982.069 | 1098.519 | 882.065 | 747.037 | 757.365 | 633.432 | 535.327 | 0 | 0 | 83655 | 83655 | 9542 | 2020 | solar PV | TRUE
62692 | N | . | Sandy Solar | Sandy Solar, LLC | 62158 | NC | SAT | SERC |  | 22 | 2 | NAICS-22 Non-Cogen | PV | SUN | SUN | PJM | A |  | 0 | 0 | 0 | 0 | 0 | 0 | 0 | 0 | 0 | 0 | 0 | 0 | 0 | 0 | 0 | 0 | 0 | 0 | 0 | 0 | 0 | 0 | 0 | 0 | 0 | 0 | 0 | 0 | 0 | 0 | 0 | 0 | 0 | 0 | 0 | 0 | 5041 | 5181 | 6627 | 9001 | 9008 | 8764 | 9803 | 7872 | 6667 | 6759 | 5653 | 4777 | 5041 | 5181 | 6627 | 9001 | 9008 | 8764 | 9803 | 7872 | 6667 | 6759 | 5653 | 4777 | 575.043 | 590.971 | 755.91 | 1026.724 | 1027.54 | 999.669 | 1118.205 | 897.873 | 760.424 | 770.937 | 644.783 | 544.921 | 0 | 0 | 85153 | 85153 | 9713 | 2020 | solar PV | TRUE
62693 | N | . | Chowan Jehu Solar | Chowan Jehu Road Solar, LLC | 62159 | NC | SAT | SERC |  | 22 | 2 | NAICS-22 Non-Cogen | PV | SUN | SUN | PJM | A |  | 0 | 0 | 0 | 0 | 0 | 0 | 0 | 0 | 0 | 0 | 0 | 0 | 0 | 0 | 0 | 0 | 0 | 0 | 0 | 0 | 0 | 0 | 0 | 0 | 0 | 0 | 0 | 0 | 0 | 0 | 0 | 0 | 0 | 0 | 0 | 0 | 4185 | 4301 | 5501 | 7472 | 7478 | 7275 | 8138 | 6534 | 5534 | 5611 | 4693 | 3966 | 4185 | 4301 | 5501 | 7472 | 7478 | 7275 | 8138 | 6534 | 5534 | 5611 | 4693 | 3966 | 477.355 | 490.58 | 627.5 | 852.309 | 852.986 | 829.85 | 928.25 | 745.346 | 631.247 | 639.974 | 535.251 | 452.352 | 0 | 0 | 70688 | 70688 | 8063 | 2020 | solar PV | TRUE
62695 | N | . | CED Northampton Solar LLC Hybrid | Consolidated Edison Development Inc. | 56769 | MA | NEW | NPCC |  | 22 | 2 | NAICS-22 Non-Cogen | BA | MWH | OTH | ISNE | A | megawatthours | . | . | . | . | . | . | . | . | . | . | . | 24 | . | . | . | . | . | . | . | . | . | . | . | 24 | . | . | . | . | . | . | . | . | . | . | . | 0 | . | . | . | . | . | . | . | . | . | . | . | 0 | . | . | . | . | . | . | . | . | . | . | . | 0 | . | . | . | . | . | . | . | . | . | . | . | -9 | 24 | 24 | 0 | 0 | -9 | 2020 | other | TRUE
62695 | N | . | CED Northampton Solar LLC Hybrid | Consolidated Edison Development Inc. | 56769 | MA | NEW | NPCC |  | 22 | 2 | NAICS-22 Non-Cogen | PV | SUN | SUN | ISNE | A |  | 0 | 0 | 0 | 0 | 0 | 0 | 0 | 0 | 0 | 0 | 0 | 0 | 0 | 0 | 0 | 0 | 0 | 0 | 0 | 0 | 0 | 0 | 0 | 0 | 0 | 0 | 0 | 0 | 0 | 0 | 0 | 0 | 0 | 0 | 0 | 0 | 2279 | 2985 | 4541 | 4354 | 6138 | 5800 | 5711 | 5399 | 4688 | 3408 | 2437 | 1855 | 2279 | 2985 | 4541 | 4354 | 6138 | 5800 | 5711 | 5399 | 4688 | 3408 | 2437 | 1855 | 259.899 | 340.427 | 517.988 | 496.648 | 700.18 | 661.527 | 651.461 | 615.828 | 534.697 | 388.743 | 278.018 | 211.584 | 0 | 0 | 49595 | 49595 | 5657 | 2020 | solar PV | TRUE
62696 | N | . | FastSun 2 CSG | Altus Power America Management, LLC | 60281 | MN | WNC | MRO |  | 22 | 2 | NAICS-22 Non-Cogen | PV | SUN | SUN | MISO | A |  | . | . | . | . | . | 0 | 0 | 0 | 0 | 0 | 0 | 0 | . | . | . | . | . | 0 | 0 | 0 | 0 | 0 | 0 | 0 | . | . | . | . | . | 0 | 0 | 0 | 0 | 0 | 0 | 0 | . | . | . | . | . | 1927 | 1858 | 1840 | 1297 | 971 | 743 | 465 | . | . | . | . | . | 1927 | 1858 | 1840 | 1297 | 971 | 743 | 465 | . | . | . | . | . | 219.76 | 211.908 | 209.83 | 147.968 | 110.733 | 84.744 | 53.057 | 0 | 0 | 9101 | 9101 | 1038 | 2020 | solar PV | TRUE
62697 | N | . | Mission College Blvd. Fuel Cell | 2016 ESA Project Company, LLC | 62150 | CA | PACC | WECC |  | 22 | 2 | NAICS-22 Non-Cogen | FC | NG | NG | CISO | A | mcf | 20247 | 17881 | 19849 | 14037 | 13199 | 18567 | 25973 | 32299 | 28128 | 29211 | 23333 | 25863 | 20247 | 17881 | 19849 | 14037 | 13199 | 18567 | 25973 | 32299 | 28128 | 29211 | 23333 | 25863 | 1.036 | 1.036 | 1.036 | 1.036 | 1.036 | 1.036 | 1.036 | 1.036 | 1.036 | 1.036 | 1.036 | 1.036 | 20976 | 18525 | 20564 | 14542 | 13674 | 19235 | 26908 | 33462 | 29141 | 30263 | 24173 | 26794 | 20976 | 18525 | 20564 | 14542 | 13674 | 19235 | 26908 | 33462 | 29141 | 30263 | 24173 | 26794 | 2754.029 | 2432.068 | 2699.758 | 1909.27 | 1795.231 | 2525.37 | 3532.727 | 4393.192 | 3825.786 | 3973.174 | 3173.63 | 3517.765 | 268587 | 268587 | 278257 | 278257 | 36532 | 2020 | other | TRUE
62698 | N | . | Kaiser East La Palma Ave. Fuel Cell | 2016 ESA Project Company, LLC | 62150 | CA | PACC | WECC |  | 22 | 2 | NAICS-22 Non-Cogen | FC | NG | NG | CISO | A | mcf | 9001 | 7949 | 8824 | 6240 | 5867 | 8254 | 11546 | 14359 | 12504 | 12986 | 10373 | 11497 | 9001 | 7949 | 8824 | 6240 | 5867 | 8254 | 11546 | 14359 | 12504 | 12986 | 10373 | 11497 | 1.036 | 1.036 | 1.036 | 1.036 | 1.036 | 1.036 | 1.036 | 1.036 | 1.036 | 1.036 | 1.036 | 1.036 | 9325 | 8235 | 9142 | 6465 | 6078 | 8551 | 11962 | 14876 | 12954 | 13453 | 10746 | 11911 | 9325 | 8235 | 9142 | 6465 | 6078 | 8551 | 11962 | 14876 | 12954 | 13453 | 10746 | 11911 | 1243.805 | 1098.399 | 1219.296 | 862.286 | 810.783 | 1140.537 | 1595.49 | 1984.104 | 1727.845 | 1794.41 | 1433.311 | 1588.734 | 119400 | 119400 | 123698 | 123698 | 16499 | 2020 | other | TRUE
62699 | N | . | Kaiser Deer Valley Rd. Fuel Cell | 2016 ESA Project Company, LLC | 62150 | CA | PACC | WECC |  | 22 | 2 | NAICS-22 Non-Cogen | FC | NG | NG | CISO | A | mcf | 5569 | 4918 | 5459 | 3861 | 3630 | 5107 | 7144 | 8884 | 7736 | 8034 | 6417 | 7113 | 5569 | 4918 | 5459 | 3861 | 3630 | 5107 | 7144 | 8884 | 7736 | 8034 | 6417 | 7113 | 1.036 | 1.036 | 1.036 | 1.036 | 1.036 | 1.036 | 1.036 | 1.036 | 1.036 | 1.036 | 1.036 | 1.036 | 5769 | 5095 | 5656 | 4000 | 3761 | 5291 | 7401 | 9204 | 8014 | 8323 | 6648 | 7369 | 5769 | 5095 | 5656 | 4000 | 3761 | 5291 | 7401 | 9204 | 8014 | 8323 | 6648 | 7369 | 767.211 | 677.52 | 752.092 | 531.88 | 500.111 | 703.512 | 984.139 | 1223.845 | 1065.778 | 1106.838 | 884.103 | 979.971 | 73872 | 73872 | 76531 | 76531 | 10177 | 2020 | other | TRUE
62700 | N | . | Kaiser Owens Dr. Fuel Cell | 2016 ESA Project Company, LLC | 62150 | CA | PACC | WECC |  | 22 | 2 | NAICS-22 Non-Cogen | FC | NG | NG | CISO | A | mcf | 3973 | 3509 | 3895 | 2755 | 2590 | 3643 | 5097 | 6338 | 5519 | 5732 | 4579 | 5075 | 3973 | 3509 | 3895 | 2755 | 2590 | 3643 | 5097 | 6338 | 5519 | 5732 | 4579 | 5075 | 1.036 | 1.036 | 1.036 | 1.036 | 1.036 | 1.036 | 1.036 | 1.036 | 1.036 | 1.036 | 1.036 | 1.036 | 4116 | 3635 | 4035 | 2854 | 2683 | 3774 | 5280 | 6566 | 5718 | 5938 | 4744 | 5258 | 4116 | 3635 | 4035 | 2854 | 2683 | 3774 | 5280 | 6566 | 5718 | 5938 | 4744 | 5258 | 552.133 | 487.585 | 541.252 | 382.774 | 359.911 | 506.291 | 708.247 | 880.755 | 767 | 796.549 | 636.255 | 705.248 | 52705 | 52705 | 54601 | 54601 | 7324 | 2020 | other | TRUE
62701 | N | . | Kaiser Napa Valley Corporate Dr Fuel Cell | 2016 ESA Project Company, LLC | 62150 | CA | PACC | WECC |  | 22 | 2 | NAICS-22 Non-Cogen | FC | NG | NG | CISO | A | mcf | 17823 | 15740 | 17472 | 12356 | 11618 | 16344 | 22863 | 28432 | 24760 | 25714 | 20539 | 22766 | 17823 | 15740 | 17472 | 12356 | 11618 | 16344 | 22863 | 28432 | 24760 | 25714 | 20539 | 22766 | 1.036 | 1.036 | 1.036 | 1.036 | 1.036 | 1.036 | 1.036 | 1.036 | 1.036 | 1.036 | 1.036 | 1.036 | 18465 | 16307 | 18101 | 12801 | 12036 | 16932 | 23686 | 29456 | 25651 | 26640 | 21278 | 23586 | 18465 | 16307 | 18101 | 12801 | 12036 | 16932 | 23686 | 29456 | 25651 | 26640 | 21278 | 23586 | 2431.072 | 2146.867 | 2383.165 | 1685.375 | 1584.71 | 2229.228 | 3118.454 | 3878.015 | 3377.147 | 3507.252 | 2801.468 | 3105.247 | 236427 | 236427 | 244939 | 244939 | 32248 | 2020 | other | TRUE
62702 | N | . | Equinix Great Oaks Blvd. Fuel Cell | 2016 ESA Project Company, LLC | 62150 | CA | PACC | WECC |  | 22 | 2 | NAICS-22 Non-Cogen | FC | NG | NG | CISO | A | mcf | 19236 | 16987 | 18857 | 13336 | 12539 | 17639 | 24675 | 30685 | 26722 | 27752 | 22167 | 24571 | 19236 | 16987 | 18857 | 13336 | 12539 | 17639 | 24675 | 30685 | 26722 | 27752 | 22167 | 24571 | 1.036 | 1.036 | 1.036 | 1.036 | 1.036 | 1.036 | 1.036 | 1.036 | 1.036 | 1.036 | 1.036 | 1.036 | 19928 | 17599 | 19536 | 13816 | 12990 | 18274 | 25563 | 31790 | 27684 | 28751 | 22965 | 25456 | 19928 | 17599 | 19536 | 13816 | 12990 | 18274 | 25563 | 31790 | 27684 | 28751 | 22965 | 25456 | 2690.476 | 2375.947 | 2637.459 | 1865.212 | 1753.805 | 2467.096 | 3451.207 | 4291.816 | 3737.503 | 3881.491 | 3100.397 | 3436.591 | 255166 | 255166 | 264352 | 264352 | 35689 | 2020 | other | TRUE
62703 | N | . | Equinix Lundy Ave. Fuel Cell | 2016 ESA Project Company, LLC | 62150 | CA | PACC | WECC |  | 22 | 2 | NAICS-22 Non-Cogen | FC | NG | NG | CISO | A | mcf | 15096 | 13328 | 14795 | 10463 | 9838 | 13840 | 19360 | 24076 | 20966 | 21774 | 17392 | 19278 | 15096 | 13328 | 14795 | 10463 | 9838 | 13840 | 19360 | 24076 | 20966 | 21774 | 17392 | 19278 | 1.036 | 1.036 | 1.036 | 1.036 | 1.036 | 1.036 | 1.036 | 1.036 | 1.036 | 1.036 | 1.036 | 1.036 | 15639 | 13808 | 15328 | 10840 | 10192 | 14338 | 20057 | 24943 | 21721 | 22558 | 18018 | 19972 | 15639 | 13808 | 15328 | 10840 | 10192 | 14338 | 20057 | 24943 | 21721 | 22558 | 18018 | 19972 | 2148.673 | 1897.482 | 2106.332 | 1489.598 | 1400.627 | 1970.275 | 2756.207 | 3427.536 | 2984.85 | 3099.842 | 2476.043 | 2744.535 | 200206 | 200206 | 207414 | 207414 | 28502 | 2020 | other | TRUE
62704 | N | . | Equinix Douglas St. Fuel Cell | 2016 ESA Project Company, LLC | 62150 | CA | PACC | WECC |  | 22 | 2 | NAICS-22 Non-Cogen | FC | NG | NG | CISO | A | mcf | 3728 | 3292 | 3655 | 2585 | 2430 | 3419 | 4782 | 5947 | 5179 | 5378 | 4296 | 4762 | 3728 | 3292 | 3655 | 2585 | 2430 | 3419 | 4782 | 5947 | 5179 | 5378 | 4296 | 4762 | 1.036 | 1.036 | 1.036 | 1.036 | 1.036 | 1.036 | 1.036 | 1.036 | 1.036 | 1.036 | 1.036 | 1.036 | 3862 | 3411 | 3787 | 2678 | 2517 | 3542 | 4954 | 6161 | 5365 | 5572 | 4451 | 4933 | 3862 | 3411 | 3787 | 2678 | 2517 | 3542 | 4954 | 6161 | 5365 | 5572 | 4451 | 4933 | 509.388 | 449.838 | 499.35 | 353.141 | 332.048 | 467.095 | 653.417 | 812.57 | 707.622 | 734.883 | 586.998 | 650.65 | 49453 | 49453 | 51233 | 51233 | 6757 | 2020 | other | TRUE
62705 | N | . | Equinix Maple Ave. Fuel Cell | 2016 ESA Project Company, LLC | 62150 | CA | PACC | WECC |  | 22 | 2 | NAICS-22 Non-Cogen | FC | NG | NG | CISO | A | mcf | 4091 | 3614 | 4012 | 2837 | 2668 | 3752 | 5249 | 6528 | 5685 | 5904 | 4716 | 5227 | 4091 | 3614 | 4012 | 2837 | 2668 | 3752 | 5249 | 6528 | 5685 | 5904 | 4716 | 5227 | 1.036 | 1.036 | 1.036 | 1.036 | 1.036 | 1.036 | 1.036 | 1.036 | 1.036 | 1.036 | 1.036 | 1.036 | 4238 | 3744 | 4156 | 2939 | 2764 | 3887 | 5438 | 6763 | 5890 | 6117 | 4886 | 5415 | 4238 | 3744 | 4156 | 2939 | 2764 | 3887 | 5438 | 6763 | 5890 | 6117 | 4886 | 5415 | 564.043 | 498.104 | 552.929 | 391.031 | 367.676 | 517.213 | 723.526 | 899.755 | 783.547 | 813.733 | 649.981 | 720.462 | 54283 | 54283 | 56237 | 56237 | 7482 | 2020 | other | TRUE
62706 | N | . | Helen Solar CSG | Altus Power America Management, LLC | 60281 | MN | WNC | MRO |  | 22 | 2 | NAICS-22 Non-Cogen | PV | SUN | SUN | MISO | A |  | . | . | . | . | . | . | 0 | 0 | 0 | 0 | 0 | 0 | . | . | . | . | . | . | 0 | 0 | 0 | 0 | 0 | 0 | . | . | . | . | . | . | 0 | 0 | 0 | 0 | 0 | 0 | . | . | . | . | . | . | 8183 | 8103 | 5714 | 4276 | 3272 | 2049 | . | . | . | . | . | . | 8183 | 8103 | 5714 | 4276 | 3272 | 2049 | . | . | . | . | . | . | 933.366 | 924.214 | 651.734 | 487.733 | 373.26 | 233.693 | 0 | 0 | 31597 | 31597 | 3604 | 2020 | solar PV | TRUE
62707 | N | . | Walcott Solar CSG | Altus Power America Management, LLC | 60281 | MN | WNC | MRO |  | 22 | 2 | NAICS-22 Non-Cogen | PV | SUN | SUN | MISO | A |  | . | . | . | . | . | . | 0 | 0 | 0 | 0 | 0 | 0 | . | . | . | . | . | . | 0 | 0 | 0 | 0 | 0 | 0 | . | . | . | . | . | . | 0 | 0 | 0 | 0 | 0 | 0 | . | . | . | . | . | . | 9289 | 9197 | 6486 | 4854 | 3715 | 2326 | . | . | . | . | . | . | 9289 | 9197 | 6486 | 4854 | 3715 | 2326 | . | . | . | . | . | . | 1059.487 | 1049.101 | 739.802 | 553.64 | 423.698 | 265.272 | 0 | 0 | 35867 | 35867 | 4091 | 2020 | solar PV | TRUE
62708 | N | . | Northfield Solar CSG | Altus Power America Management, LLC | 60281 | MN | WNC | MRO |  | 22 | 2 | NAICS-22 Non-Cogen | PV | SUN | SUN | MISO | A |  | . | . | . | . | . | . | 0 | 0 | 0 | 0 | 0 | 0 | . | . | . | . | . | . | 0 | 0 | 0 | 0 | 0 | 0 | . | . | . | . | . | . | 0 | 0 | 0 | 0 | 0 | 0 | . | . | . | . | . | . | 9341 | 9249 | 6522 | 4881 | 3735 | 2339 | . | . | . | . | . | . | 9341 | 9249 | 6522 | 4881 | 3735 | 2339 | . | . | . | . | . | . | 1065.445 | 1054.999 | 743.961 | 556.752 | 426.08 | 266.763 | 0 | 0 | 36067 | 36067 | 4114 | 2020 | solar PV | TRUE
62709 | N | . | Warsaw Solar CSG | Altus Power America Management, LLC | 60281 | MN | WNC | MRO |  | 22 | 2 | NAICS-22 Non-Cogen | PV | SUN | SUN | MISO | A |  | . | . | . | . | . | . | 0 | 0 | 0 | 0 | 0 | 0 | . | . | . | . | . | . | 0 | 0 | 0 | 0 | 0 | 0 | . | . | . | . | . | . | 0 | 0 | 0 | 0 | 0 | 0 | . | . | . | . | . | . | 4800 | 4753 | 3352 | 2508 | 1919 | 1202 | . | . | . | . | . | . | 4800 | 4753 | 3352 | 2508 | 1919 | 1202 | . | . | . | . | . | . | 547.484 | 542.117 | 382.288 | 286.09 | 218.943 | 137.078 | 0 | 0 | 18534 | 18534 | 2114 | 2020 | solar PV | TRUE
62710 | N | . | Nationals | Terraform Arcadia | 63249 | DC | SAT | RFC |  | 22 | 2 | NAICS-22 Non-Cogen | PV | SUN | SUN | PJM | A |  | 0 | 0 | 0 | 0 | 0 | 0 | 0 | 0 | 0 | 0 | 0 | 0 | 0 | 0 | 0 | 0 | 0 | 0 | 0 | 0 | 0 | 0 | 0 | 0 | 0 | 0 | 0 | 0 | 0 | 0 | 0 | 0 | 0 | 0 | 0 | 0 | 1020 | 1083 | 1434 | 1579 | 1756 | 1597 | 1711 | 1495 | 1264 | 1251 | 1060 | 1030 | 1020 | 1083 | 1434 | 1579 | 1756 | 1597 | 1711 | 1495 | 1264 | 1251 | 1060 | 1030 | 116.397 | 123.511 | 163.52 | 180.088 | 200.287 | 182.145 | 195.176 | 170.551 | 144.209 | 142.638 | 120.951 | 117.527 | 0 | 0 | 16280 | 16280 | 1857 | 2020 | solar PV | TRUE
62711 | N | . | Plum Creek Wind Project (NE) | Plum Creek Wind, LLC | 62633 | NE | WNC | MRO |  | 22 | 2 | NAICS-22 Non-Cogen | WT | WND | WND | SWPP | M |  | . | . | . | . | . | 0 | 0 | 0 | 0 | 0 | 0 | 0 | . | . | . | . | . | 0 | 0 | 0 | 0 | 0 | 0 | 0 | . | . | . | . | . | 0 | 0 | 0 | 0 | 0 | 0 | 0 | . | . | . | . | . | 121546 | 540950 | 647802 | 715501 | 756171 | 749245 | 748334 | . | . | . | . | . | 121546 | 540950 | 647802 | 715501 | 756171 | 749245 | 748334 | . | . | . | . | . | 13864 | 61703 | 73891 | 81613 | 86252 | 85462 | 85358 | 0 | 0 | 4279549 | 4279549 | 488143 | 2020 | onshore wind | TRUE
62712 | N | . | Burlington Coat Factory Solar | DG Northeast Solar II, LLC | 62155 | NJ | MAT | NPCC |  | 22 | 2 | NAICS-22 Non-Cogen | PV | SUN | SUN | PJM | A |  | 0 | 0 | 0 | 0 | 0 | 0 | 0 | 0 | 0 | 0 | 0 | 0 | 0 | 0 | 0 | 0 | 0 | 0 | 0 | 0 | 0 | 0 | 0 | 0 | 0 | 0 | 0 | 0 | 0 | 0 | 0 | 0 | 0 | 0 | 0 | 0 | 2163 | 2430 | 3481 | 3619 | 4737 | 4972 | 4683 | 4046 | 3718 | 2685 | 2464 | 1706 | 2163 | 2430 | 3481 | 3619 | 4737 | 4972 | 4683 | 4046 | 3718 | 2685 | 2464 | 1706 | 246.726 | 277.197 | 397.01 | 412.847 | 540.305 | 567.173 | 534.189 | 461.559 | 424.097 | 306.249 | 281.02 | 194.628 | 0 | 0 | 40704 | 40704 | 4643 | 2020 | solar PV | TRUE
62713 | N | . | DSM Nutritional Products Solar | DG Northeast Solar II, LLC | 62155 | NJ | MAT | NPCC |  | 22 | 2 | NAICS-22 Non-Cogen | PV | SUN | SUN | PJM | A |  | 0 | 0 | 0 | 0 | 0 | 0 | 0 | 0 | 0 | 0 | 0 | 0 | 0 | 0 | 0 | 0 | 0 | 0 | 0 | 0 | 0 | 0 | 0 | 0 | 0 | 0 | 0 | 0 | 0 | 0 | 0 | 0 | 0 | 0 | 0 | 0 | 7421 | 8337 | 11941 | 12417 | 16251 | 17059 | 16067 | 13883 | 12756 | 9211 | 8452 | 5854 | 7421 | 8337 | 11941 | 12417 | 16251 | 17059 | 16067 | 13883 | 12756 | 9211 | 8452 | 5854 | 846.455 | 950.996 | 1362.045 | 1416.377 | 1853.656 | 1945.833 | 1832.672 | 1583.495 | 1454.972 | 1050.667 | 964.111 | 667.721 | 0 | 0 | 139649 | 139649 | 15929 | 2020 | solar PV | TRUE
62714 | N | . | Eyak Service Center BESS | Cordova Electric Coop, Inc | 40215 | AK | PACN |  |  | 22 | 1 | Electric Utility | BA | MWH | OTH | NA | A | megawatthours | 10 | 10 | 11 | 11 | 11 | 10 | 11 | 11 | 10 | 11 | 11 | 12 | 10 | 10 | 11 | 11 | 11 | 10 | 11 | 11 | 10 | 11 | 11 | 12 | 0 | 0 | 0 | 0 | 0 | 0 | 0 | 0 | 0 | 0 | 0 | 0 | 0 | 0 | 0 | 0 | 0 | 0 | 0 | 0 | 0 | 0 | 0 | 0 | 0 | 0 | 0 | 0 | 0 | 0 | 0 | 0 | 0 | 0 | 0 | 0 | -5.85 | -5.433 | -6.157 | -5.91 | -5.946 | -5.555 | -6.032 | -6.173 | -5.77 | -5.934 | -5.897 | -6.343 | 129 | 129 | 0 | 0 | -71 | 2020 | other | TRUE
62718 | N | . | Mesa CSG 2 Massicotte | Standard Solar | 60531 | CO | MTN | WECC |  | 22 | 2 | NAICS-22 Non-Cogen | PV | SUN | SUN | PSCO | A |  | 0 | 0 | 0 | 0 | 0 | 0 | 0 | 0 | 0 | 0 | 0 | 0 | 0 | 0 | 0 | 0 | 0 | 0 | 0 | 0 | 0 | 0 | 0 | 0 | 0 | 0 | 0 | 0 | 0 | 0 | 0 | 0 | 0 | 0 | 0 | 0 | 1788 | 1884 | 2886 | 3225 | 3745 | 3631 | 3763 | 3067 | 2989 | 2252 | 1941 | 1466 | 1788 | 1884 | 2886 | 3225 | 3745 | 3631 | 3763 | 3067 | 2989 | 2252 | 1941 | 1466 | 203.993 | 214.885 | 329.191 | 367.904 | 427.213 | 414.178 | 429.26 | 349.856 | 340.961 | 256.905 | 221.382 | 167.272 | 0 | 0 | 32637 | 32637 | 3723 | 2020 | solar PV | TRUE
62719 | N | . | Mesa CSG 1 Murdock | Standard Solar | 60531 | CO | MTN | WECC |  | 22 | 2 | NAICS-22 Non-Cogen | PV | SUN | SUN | PSCO | A |  | 0 | 0 | 0 | 0 | 0 | 0 | 0 | 0 | 0 | 0 | 0 | 0 | 0 | 0 | 0 | 0 | 0 | 0 | 0 | 0 | 0 | 0 | 0 | 0 | 0 | 0 | 0 | 0 | 0 | 0 | 0 | 0 | 0 | 0 | 0 | 0 | 1624 | 1711 | 2621 | 2929 | 3401 | 3298 | 3418 | 2785 | 2715 | 2045 | 1763 | 1332 | 1624 | 1711 | 2621 | 2929 | 3401 | 3298 | 3418 | 2785 | 2715 | 2045 | 1763 | 1332 | 185.253 | 195.146 | 298.951 | 334.108 | 387.969 | 376.131 | 389.828 | 317.717 | 309.64 | 233.306 | 201.045 | 151.906 | 0 | 0 | 29642 | 29642 | 3381 | 2020 | solar PV | TRUE
62720 | N | . | Chester Woods Point Solar, LLC CSG | Chester Woods Point Solar, LLC | 62634 | MD | SAT | RFC |  | 22 | 2 | NAICS-22 Non-Cogen | PV | SUN | SUN | PJM | A |  | 0 | 0 | 0 | 0 | 0 | 0 | 0 | 0 | 0 | 0 | 0 | 0 | 0 | 0 | 0 | 0 | 0 | 0 | 0 | 0 | 0 | 0 | 0 | 0 | 0 | 0 | 0 | 0 | 0 | 0 | 0 | 0 | 0 | 0 | 0 | 0 | 2102 | 2387 | 3033 | 3402 | 3889 | 4190 | 4163 | 3471 | 3080 | 2643 | 2387 | 1760 | 2102 | 2387 | 3033 | 3402 | 3889 | 4190 | 4163 | 3471 | 3080 | 2643 | 2387 | 1760 | 239.712 | 272.288 | 345.91 | 388.027 | 443.565 | 477.955 | 474.872 | 395.899 | 351.297 | 301.49 | 272.27 | 200.715 | 0 | 0 | 36507 | 36507 | 4164 | 2020 | solar PV | TRUE
62721 | N | . | Steel Sun 2: 2303-III-9 Hamburg Tpke | BQ Energy LLC | 59474 | NY | MAT | NPCC |  | 22 | 2 | NAICS-22 Non-Cogen | PV | SUN | SUN | NYIS | A |  | 0 | 0 | 0 | 0 | 0 | 0 | 0 | 0 | 0 | 0 | 0 | 0 | 0 | 0 | 0 | 0 | 0 | 0 | 0 | 0 | 0 | 0 | 0 | 0 | 0 | 0 | 0 | 0 | 0 | 0 | 0 | 0 | 0 | 0 | 0 | 0 | 609 | 680 | 983 | 986 | 1295 | 1302 | 1238 | 1051 | 1034 | 734 | 676 | 457 | 609 | 680 | 983 | 986 | 1295 | 1302 | 1238 | 1051 | 1034 | 734 | 676 | 457 | 69.49 | 77.583 | 112.178 | 112.485 | 147.714 | 148.495 | 141.231 | 119.915 | 117.929 | 83.724 | 77.102 | 52.154 | 0 | 0 | 11045 | 11045 | 1260 | 2020 | solar PV | TRUE
62722 | N | . | Steel Sun 2: 2303-III-4 Hamburg Tpke | BQ Energy LLC | 59474 | NY | MAT | NPCC |  | 22 | 2 | NAICS-22 Non-Cogen | PV | SUN | SUN | NYIS | A |  | 0 | 0 | 0 | 0 | 0 | 0 | 0 | 0 | 0 | 0 | 0 | 0 | 0 | 0 | 0 | 0 | 0 | 0 | 0 | 0 | 0 | 0 | 0 | 0 | 0 | 0 | 0 | 0 | 0 | 0 | 0 | 0 | 0 | 0 | 0 | 0 | 957 | 1069 | 1545 | 1550 | 2035 | 2046 | 1946 | 1652 | 1625 | 1153 | 1062 | 719 | 957 | 1069 | 1545 | 1550 | 2035 | 2046 | 1946 | 1652 | 1625 | 1153 | 1062 | 719 | 109.199 | 121.916 | 176.28 | 176.762 | 232.122 | 233.349 | 221.935 | 188.438 | 185.317 | 131.566 | 121.16 | 81.956 | 0 | 0 | 17359 | 17359 | 1980 | 2020 | solar PV | TRUE
62723 | N | . | Steel Sun 2: 2303-III-2 Hamburg Tpke | BQ Energy LLC | 59474 | NY | MAT | NPCC |  | 22 | 2 | NAICS-22 Non-Cogen | PV | SUN | SUN | NYIS | A |  | 0 | 0 | 0 | 0 | 0 | 0 | 0 | 0 | 0 | 0 | 0 | 0 | 0 | 0 | 0 | 0 | 0 | 0 | 0 | 0 | 0 | 0 | 0 | 0 | 0 | 0 | 0 | 0 | 0 | 0 | 0 | 0 | 0 | 0 | 0 | 0 | 943 | 1053 | 1523 | 1527 | 2005 | 2016 | 1917 | 1628 | 1601 | 1137 | 1047 | 708 | 943 | 1053 | 1523 | 1527 | 2005 | 2016 | 1917 | 1628 | 1601 | 1137 | 1047 | 708 | 107.6 | 120.13 | 173.698 | 174.173 | 228.722 | 229.931 | 218.685 | 185.678 | 182.602 | 129.639 | 119.386 | 80.756 | 0 | 0 | 17105 | 17105 | 1951 | 2020 | solar PV | TRUE
62724 | N | . | Homer Street West | BQ Energy LLC | 59474 | NY | MAT | NPCC |  | 22 | 2 | NAICS-22 Non-Cogen | PV | SUN | SUN | NYIS | A |  | 0 | 0 | 0 | 0 | 0 | 0 | 0 | 0 | 0 | 0 | 0 | 0 | 0 | 0 | 0 | 0 | 0 | 0 | 0 | 0 | 0 | 0 | 0 | 0 | 0 | 0 | 0 | 0 | 0 | 0 | 0 | 0 | 0 | 0 | 0 | 0 | 741 | 828 | 1197 | 1200 | 1576 | 1584 | 1506 | 1279 | 1258 | 893 | 822 | 556 | 741 | 828 | 1197 | 1200 | 1576 | 1584 | 1506 | 1279 | 1258 | 893 | 822 | 556 | 84.547 | 94.392 | 136.483 | 136.856 | 179.719 | 180.669 | 171.832 | 145.897 | 143.48 | 101.864 | 93.807 | 63.454 | 0 | 0 | 13440 | 13440 | 1533 | 2020 | solar PV | TRUE
62725 | N | . | Homer Street East | BQ Energy LLC | 59474 | NY | MAT | NPCC |  | 22 | 2 | NAICS-22 Non-Cogen | PV | SUN | SUN | NYIS | A |  | 0 | 0 | 0 | 0 | 0 | 0 | 0 | 0 | 0 | 0 | 0 | 0 | 0 | 0 | 0 | 0 | 0 | 0 | 0 | 0 | 0 | 0 | 0 | 0 | 0 | 0 | 0 | 0 | 0 | 0 | 0 | 0 | 0 | 0 | 0 | 0 | 751 | 838 | 1212 | 1215 | 1596 | 1605 | 1526 | 1296 | 1274 | 905 | 833 | 564 | 751 | 838 | 1212 | 1215 | 1596 | 1605 | 1526 | 1296 | 1274 | 905 | 833 | 564 | 85.649 | 95.624 | 138.264 | 138.642 | 182.064 | 183.026 | 174.073 | 147.8 | 145.352 | 103.193 | 95.031 | 64.282 | 0 | 0 | 13615 | 13615 | 1553 | 2020 | solar PV | TRUE
62728 | N | . | MHG Wallingford | Standard Solar | 60531 | VT | NEW | NPCC |  | 22 | 2 | NAICS-22 Non-Cogen | PV | SUN | SUN | ISNE | A |  | 0 | 0 | 0 | 0 | 0 | 0 | 0 | 0 | 0 | 0 | 0 | 0 | 0 | 0 | 0 | 0 | 0 | 0 | 0 | 0 | 0 | 0 | 0 | 0 | 0 | 0 | 0 | 0 | 0 | 0 | 0 | 0 | 0 | 0 | 0 | 0 | 584 | 1040 | 2833 | 3215 | 4489 | 4160 | 4287 | 3788 | 2991 | 2094 | 1254 | 518 | 584 | 1040 | 2833 | 3215 | 4489 | 4160 | 4287 | 3788 | 2991 | 2094 | 1254 | 518 | 66.622 | 118.642 | 323.194 | 366.728 | 512.041 | 474.514 | 488.952 | 432.083 | 341.214 | 238.883 | 143.054 | 59.073 | 0 | 0 | 31253 | 31253 | 3565 | 2020 | solar PV | TRUE
62731 | N | . | Middleton Airport Solar | Madison Gas & Electric Co | 11479 | WI | ENC | MRO |  | 22 | 1 | Electric Utility | PV | SUN | SUN | MISO | A |  | . | . | . | . | . | . | 0 | 0 | 0 | 0 | 0 | 0 | . | . | . | . | . | . | 0 | 0 | 0 | 0 | 0 | 0 | . | . | . | . | . | . | 0 | 0 | 0 | 0 | 0 | 0 | . | . | . | . | . | . | 9681 | 8431 | 5651 | 4359 | 2931 | 1964 | . | . | . | . | . | . | 9681 | 8431 | 5651 | 4359 | 2931 | 1964 | . | . | . | . | . | . | 1104.247 | 961.668 | 644.614 | 497.156 | 334.314 | 224.001 | 0 | 0 | 33017 | 33017 | 3766 | 2020 | solar PV | TRUE
62732 | N | . | Solar Star Palo Alto I, LLC | DG 1 Acquisition Co., LLC | 62648 | CA | PACC | WECC |  | 22 | 2 | NAICS-22 Non-Cogen | PV | SUN | SUN | CISO | A |  | 0 | 0 | 0 | 0 | 0 | 0 | 0 | 0 | 0 | 0 | 0 | 0 | 0 | 0 | 0 | 0 | 0 | 0 | 0 | 0 | 0 | 0 | 0 | 0 | 0 | 0 | 0 | 0 | 0 | 0 | 0 | 0 | 0 | 0 | 0 | 0 | 987 | 1338 | 1309 | 1649 | 2159 | 2150 | 2428 | 2012 | 1580 | 1460 | 1154 | 914 | 987 | 1338 | 1309 | 1649 | 2159 | 2150 | 2428 | 2012 | 1580 | 1460 | 1154 | 914 | 112.544 | 152.561 | 149.29 | 188.147 | 246.238 | 245.204 | 276.962 | 229.455 | 180.168 | 166.534 | 131.657 | 104.24 | 0 | 0 | 19140 | 19140 | 2183 | 2020 | solar PV | TRUE
62733 | N | . | East Hampton Energy Storage Center | East Hampton Energy Storage Center, LLC | 62652 | NY | MAT | NPCC |  | 22 | 2 | NAICS-22 Non-Cogen | BA | MWH | OTH | NYIS | A | megawatthours | 521 | 516 | 525 | 515 | 551 | 519 | 522 | 565 | 503 | 550 | 526 | 557 | 521 | 516 | 525 | 515 | 551 | 519 | 522 | 565 | 503 | 550 | 526 | 557 | 0 | 0 | 0 | 0 | 0 | 0 | 0 | 0 | 0 | 0 | 0 | 0 | 0 | 0 | 0 | 0 | 0 | 0 | 0 | 0 | 0 | 0 | 0 | 0 | 0 | 0 | 0 | 0 | 0 | 0 | 0 | 0 | 0 | 0 | 0 | 0 | -23.928 | -23.745 | -24.164 | -23.704 | -25.324 | -23.877 | -24.009 | -25.983 | -23.151 | -25.299 | -24.186 | -25.63 | 6370 | 6370 | 0 | 0 | -293 | 2020 | other | TRUE
62734 | N | . | Montauk Energy Storage Center | Montauk Energy Storage Center, LLC | 62651 | NY | MAT | NPCC |  | 22 | 2 | NAICS-22 Non-Cogen | BA | MWH | OTH | NYIS | A | megawatthours | 389 | 386 | 393 | 386 | 412 | 389 | 391 | 423 | 377 | 412 | 394 | 417 | 389 | 386 | 393 | 386 | 412 | 389 | 391 | 423 | 377 | 412 | 394 | 417 | 0 | 0 | 0 | 0 | 0 | 0 | 0 | 0 | 0 | 0 | 0 | 0 | 0 | 0 | 0 | 0 | 0 | 0 | 0 | 0 | 0 | 0 | 0 | 0 | 0 | 0 | 0 | 0 | 0 | 0 | 0 | 0 | 0 | 0 | 0 | 0 | -44.423 | -44.086 | -44.864 | -44.01 | -47.018 | -44.332 | -44.577 | -48.242 | -42.984 | -46.972 | -44.905 | -47.587 | 4769 | 4769 | 0 | 0 | -544 | 2020 | other | TRUE
62735 | N | . | Phoenix Solar South Farms LLC Solar Farm | Phoenix Solar South Farms LLC | 62656 | IL | ENC | SERC |  | 22 | 2 | NAICS-22 Non-Cogen | PV | SUN | SUN | MISO | M |  | 0 | 0 | 0 | 0 | 0 | 0 | 0 | 0 | 0 | 0 | 0 | 0 | 0 | 0 | 0 | 0 | 0 | 0 | 0 | 0 | 0 | 0 | 0 | 0 | 0 | 0 | 0 | 0 | 0 | 0 | 0 | 0 | 0 | 0 | 0 | 0 | 2209 | 3077 | 4296 | 6453 | 6698 | 6251 | 8574 | 8039 | 5813 | 4725 | 4085 | 2990 | 2209 | 3077 | 4296 | 6453 | 6698 | 6251 | 8574 | 8039 | 5813 | 4725 | 4085 | 2990 | 252 | 351 | 490 | 736 | 764 | 713 | 978 | 917 | 663 | 539 | 466 | 341 | 0 | 0 | 63210 | 63210 | 7210 | 2020 | solar PV | TRUE
62736 | Y | . | Harbec Energy | Harbec Energy | 62657 | NY | MAT | NPCC |  | 326 | 7 | Industrial NAICS Cogen | GT | NG | NG | NYIS | A | mcf | 271 | 254 | 249 | 178 | 207 | 330 | 475 | 423 | 332 | 249 | 256 | 261 | 179 | 169 | 165 | 118 | 138 | 219 | 316 | 281 | 221 | 165 | 171 | 173 | 1.032 | 1.032 | 1.032 | 1.032 | 1.032 | 1.032 | 1.032 | 1.032 | 1.032 | 1.032 | 1.032 | 1.032 | 280 | 262 | 257 | 184 | 214 | 341 | 490 | 437 | 343 | 257 | 264 | 269 | 185 | 174 | 170 | 122 | 142 | 226 | 326 | 290 | 228 | 170 | 176 | 179 | 16.298 | 15.313 | 14.991 | 10.697 | 12.499 | 19.883 | 28.629 | 25.501 | 20.01 | 14.986 | 15.448 | 15.745 | 3485 | 2315 | 3598 | 2388 | 210 | 2020 | natural gas peaker | FALSE
62736 | Y | . | Harbec Energy | Harbec Energy | 62657 | NY | MAT | NPCC |  | 326 | 7 | Industrial NAICS Cogen | WT | WND | WND | NYIS | A |  | 0 | 0 | 0 | 0 | 0 | 0 | 0 | 0 | 0 | 0 | 0 | 0 | 0 | 0 | 0 | 0 | 0 | 0 | 0 | 0 | 0 | 0 | 0 | 0 | 0 | 0 | 0 | 0 | 0 | 0 | 0 | 0 | 0 | 0 | 0 | 0 | 403 | 409 | 493 | 471 | 332 | 253 | 285 | 259 | 367 | 393 | 587 | 473 | 403 | 409 | 493 | 471 | 332 | 253 | 285 | 259 | 367 | 393 | 587 | 473 | 45.988 | 46.615 | 56.191 | 53.684 | 37.892 | 28.904 | 32.518 | 29.524 | 41.891 | 44.788 | 67.007 | 53.998 | 0 | 0 | 4725 | 4725 | 539 | 2020 | onshore wind | FALSE
62739 | N | . | KDC Solar ASGM | KDC Solar ASGM LLC | 62649 | NJ | MAT | RFC |  | 22 | 2 | NAICS-22 Non-Cogen | PV | SUN | SUN | PJM | A |  | 0 | 0 | 0 | 0 | 0 | 0 | 0 | 0 | 0 | 0 | 0 | 0 | 0 | 0 | 0 | 0 | 0 | 0 | 0 | 0 | 0 | 0 | 0 | 0 | 0 | 0 | 0 | 0 | 0 | 0 | 0 | 0 | 0 | 0 | 0 | 0 | 3106 | 3490 | 4998 | 5197 | 6802 | 7140 | 6725 | 5810 | 5339 | 3855 | 3538 | 2450 | 3106 | 3490 | 4998 | 5197 | 6802 | 7140 | 6725 | 5810 | 5339 | 3855 | 3538 | 2450 | 354.278 | 398.035 | 570.077 | 592.817 | 775.838 | 814.418 | 767.056 | 662.764 | 608.971 | 439.751 | 403.524 | 279.471 | 0 | 0 | 58450 | 58450 | 6667 | 2020 | solar PV | TRUE
62740 | N | . | MSC-Empire01, LLC | MSC-Empire01, LLC | 62660 | MN | WNC | MRO |  | 22 | 2 | NAICS-22 Non-Cogen | PV | SUN | SUN | MISO | A |  | 0 | 0 | 0 | 0 | 0 | 0 | 0 | 0 | 0 | 0 | 0 | 0 | 0 | 0 | 0 | 0 | 0 | 0 | 0 | 0 | 0 | 0 | 0 | 0 | 0 | 0 | 0 | 0 | 0 | 0 | 0 | 0 | 0 | 0 | 0 | 0 | 526 | 1167 | 1416 | 1872 | 1947 | 2111 | 2035 | 2015 | 1421 | 1064 | 814 | 510 | 526 | 1167 | 1416 | 1872 | 1947 | 2111 | 2035 | 2015 | 1421 | 1064 | 814 | 510 | 60.031 | 133.125 | 161.519 | 213.541 | 222.126 | 240.76 | 232.157 | 229.881 | 162.107 | 121.315 | 92.841 | 58.127 | 0 | 0 | 16898 | 16898 | 1927.53 | 2020 | solar PV | TRUE
62741 | Y | . | Mount Joy Wire | Mount Joy Wire Corp | 62658 | PA | MAT | RFC |  | 3311 | 7 | Industrial NAICS Cogen | IC | NG | NG | PJM | A | mcf | 59 | 53 | 53 | 41 | 44 | 58 | 73 | 73 | 65 | 56 | 43 | 60 | 59 | 53 | 53 | 41 | 44 | 58 | 73 | 73 | 65 | 56 | 43 | 60 | 1.04 | 1.04 | 1.04 | 1.04 | 1.04 | 1.04 | 1.04 | 1.04 | 1.04 | 1.04 | 1.04 | 1.04 | 61 | 55 | 55 | 43 | 46 | 60 | 76 | 76 | 68 | 58 | 45 | 62 | 61 | 55 | 55 | 43 | 46 | 60 | 76 | 76 | 68 | 58 | 45 | 62 | 5.831 | 5.331 | 5.272 | 4.138 | 4.341 | 5.788 | 7.329 | 7.239 | 6.481 | 5.601 | 4.253 | 6.016 | 678 | 678 | 705 | 705 | 67.62 | 2020 | natural gas peaker | FALSE
62744 | N | . | Arcadia Solar | Butter Solar, LLC | 62662 | WI | ENC | MRO |  | 22 | 2 | NAICS-22 Non-Cogen | PV | SUN | SUN | MISO | A |  | 0 | 0 | 0 | 0 | 0 | 0 | 0 | 0 | 0 | 0 | 0 | 0 | 0 | 0 | 0 | 0 | 0 | 0 | 0 | 0 | 0 | 0 | 0 | 0 | 0 | 0 | 0 | 0 | 0 | 0 | 0 | 0 | 0 | 0 | 0 | 0 | 1775 | 5011 | 5384 | 7628 | 8677 | 7951 | 9799 | 8534 | 5720 | 4412 | 2967 | 1988 | 1775 | 5011 | 5384 | 7628 | 8677 | 7951 | 9799 | 8534 | 5720 | 4412 | 2967 | 1988 | 202.431 | 571.594 | 614.132 | 870.115 | 989.751 | 906.955 | 1117.742 | 973.42 | 652.491 | 503.231 | 338.399 | 226.739 | 0 | 0 | 69846 | 69846 | 7967 | 2020 | solar PV | TRUE
62745 | N | . | Wheatridge Hybrid | Wheatridge Wind Holdings, LLC | 62668 | OR | PACC | WECC |  | 22 | 2 | NAICS-22 Non-Cogen | WT | WND | WND | BPAT | M |  | . | . | . | . | . | . | . | . | . | . | 0 | 0 | . | . | . | . | . | . | . | . | . | . | 0 | 0 | . | . | . | . | . | . | . | . | . | . | 0 | 0 | . | . | . | . | . | . | . | . | . | . | 418300 | 397259 | . | . | . | . | . | . | . | . | . | . | 418300 | 397259 | . | . | . | . | . | . | . | . | . | . | 47713 | 45313 | 0 | 0 | 815559 | 815559 | 93026 | 2020 | onshore wind | TRUE
62746 | N | . | KDC Solar CSCP LLC | KDC Solar CSCP LLC | 62666 | NJ | MAT | RFC |  | 22 | 2 | NAICS-22 Non-Cogen | PV | SUN | SUN | PJM | A |  | 0 | 0 | 0 | 0 | 0 | 0 | 0 | 0 | 0 | 0 | 0 | 0 | 0 | 0 | 0 | 0 | 0 | 0 | 0 | 0 | 0 | 0 | 0 | 0 | 0 | 0 | 0 | 0 | 0 | 0 | 0 | 0 | 0 | 0 | 0 | 0 | 2185 | 2455 | 3516 | 3656 | 4785 | 5023 | 4731 | 4087 | 3756 | 2712 | 2489 | 1724 | 2185 | 2455 | 3516 | 3656 | 4785 | 5023 | 4731 | 4087 | 3756 | 2712 | 2489 | 1724 | 249.221 | 280.003 | 401.029 | 417.026 | 545.775 | 572.915 | 539.597 | 466.231 | 428.39 | 309.35 | 283.865 | 196.598 | 0 | 0 | 41119 | 41119 | 4690 | 2020 | solar PV | TRUE
62750 | N | . | Little Manatee River Solar | Tampa Electric Co | 18454 | FL | SAT | SERC |  | 22 | 1 | Electric Utility | PV | SUN | SUN | TEC | M |  | . | 0 | 0 | 0 | 0 | 0 | 0 | 0 | 0 | 0 | 0 | 0 | . | 0 | 0 | 0 | 0 | 0 | 0 | 0 | 0 | 0 | 0 | 0 | . | 0 | 0 | 0 | 0 | 0 | 0 | 0 | 0 | 0 | 0 | 0 | . | 96051 | 146067 | 123869 | 162900 | 143498 | 134521 | 106326 | 99707 | 95736 | 76124 | 86329 | . | 96051 | 146067 | 123869 | 162900 | 143498 | 134521 | 106326 | 99707 | 95736 | 76124 | 86329 | . | 10956 | 16661 | 14129 | 18581 | 16368 | 15344 | 12128 | 11373 | 10920 | 8683 | 9847 | 0 | 0 | 1271128 | 1271128 | 144990 | 2020 | solar PV | TRUE
62752 | N | . | LafargeHolcim - Paulding Wind Project | OEE XXVIII LLC | 62644 | OH | ENC | RFC |  | 32731 | 6 | Industrial NAICS Non-Cogen | WT | WND | WND | PJM | A |  | . | . | . | . | . | . | . | 0 | 0 | 0 | 0 | 0 | . | . | . | . | . | . | . | 0 | 0 | 0 | 0 | 0 | . | . | . | . | . | . | . | 0 | 0 | 0 | 0 | 0 | . | . | . | . | . | . | . | 3736 | 6176 | 8204 | 11646 | 11346 | . | . | . | . | . | . | . | 3736 | 6176 | 8204 | 11646 | 11346 | . | . | . | . | . | . | . | 426.145 | 704.46 | 935.812 | 1328.4 | 1294.183 | 0 | 0 | 41108 | 41108 | 4689 | 2020 | onshore wind | FALSE
62753 | N | . | Prospect Storage | GlidePath Power Operations LLC | 61728 | TX | WSC | TRE |  | 22 | 2 | NAICS-22 Non-Cogen | BA | MWH | OTH | ERCO | M | megawatthours | 44 | 28 | 39 | 57 | 42 | 37 | 44 | 40 | 34 | 45 | 46 | 30 | 44 | 28 | 39 | 57 | 42 | 37 | 44 | 40 | 34 | 45 | 46 | 30 | 0 | 0 | 0 | 0 | 0 | 0 | 0 | 0 | 0 | 0 | 0 | 0 | 0 | 0 | 0 | 0 | 0 | 0 | 0 | 0 | 0 | 0 | 0 | 0 | 0 | 0 | 0 | 0 | 0 | 0 | 0 | 0 | 0 | 0 | 0 | 0 | -16 | -10 | -14 | -19 | -14 | -12 | -16 | -16 | -14 | -23 | -26 | -14 | 486 | 486 | 0 | 0 | -194 | 2020 | other | TRUE
62755 | N | . | Prospero Solar | Longroad Energy Services LLC | 61219 | TX | WSC | TRE |  | 22 | 2 | NAICS-22 Non-Cogen | PV | SUN | SUN | ERCO | M |  | . | . | . | . | . | 0 | 0 | 0 | 0 | 0 | 0 | 0 | . | . | . | . | . | 0 | 0 | 0 | 0 | 0 | 0 | 0 | . | . | . | . | . | 0 | 0 | 0 | 0 | 0 | 0 | 0 | . | . | . | . | . | 30194 | 756040 | 700448 | 581278 | 523066 | 414995 | 370564 | . | . | . | . | . | 30194 | 756040 | 700448 | 581278 | 523066 | 414995 | 370564 | . | . | . | . | . | 3444 | 86237 | 79896 | 66303 | 59663 | 47336 | 42268 | 0 | 0 | 3376585 | 3376585 | 385147 | 2020 | solar PV | TRUE
62756 | N | . | RC Energy AA LLC Solar Facility | RC Energy AA LLC | 62655 | NM | MTN | WECC |  | 22 | 2 | NAICS-22 Non-Cogen | PV | SUN | SUN | PNM | A |  | 0 | 0 | 0 | 0 | 0 | 0 | 0 | 0 | 0 | 0 | 0 | 0 | 0 | 0 | 0 | 0 | 0 | 0 | 0 | 0 | 0 | 0 | 0 | 0 | 0 | 0 | 0 | 0 | 0 | 0 | 0 | 0 | 0 | 0 | 0 | 0 | 968 | 1016 | 1161 | 1615 | 1800 | 1692 | 1654 | 1563 | 1376 | 1316 | 1057 | 975 | 968 | 1016 | 1161 | 1615 | 1800 | 1692 | 1654 | 1563 | 1376 | 1316 | 1057 | 975 | 110.365 | 115.915 | 132.477 | 184.227 | 205.354 | 192.976 | 188.698 | 178.229 | 156.922 | 150.07 | 120.577 | 111.19 | 0 | 0 | 16193 | 16193 | 1847 | 2020 | solar PV | TRUE
62757 | Y | . | Bridgewater Complex Co-Generation Plant | Massachusetts Department of Correction | 62677 | MA | NEW | NPCC |  | 92214 | 5 | Commercial NAICS Cogen | GT | NG | NG | ISNE | A | mcf | 18062 | 14229 | 6303 | 7285 | 5136 | 13680 | 27236 | 22960 | 13364 | 14551 | 10627 | 15537 | 4251 | 3349 | 1483 | 1714 | 1209 | 3220 | 6410 | 5404 | 3146 | 3425 | 2501 | 3657 | 1.2 | 1.2 | 1.2 | 1.2 | 1.2 | 1.2 | 1.2 | 1.2 | 1.2 | 1.2 | 1.2 | 1.2 | 21674 | 17075 | 7564 | 8742 | 6163 | 16416 | 32683 | 27552 | 16037 | 17461 | 12752 | 18644 | 5101 | 4019 | 1780 | 2057 | 1451 | 3864 | 7692 | 6485 | 3775 | 4110 | 3001 | 4388 | 439.574 | 346.285 | 153.386 | 177.281 | 124.99 | 332.924 | 662.829 | 558.751 | 325.239 | 354.108 | 258.61 | 378.103 | 168970 | 39769 | 202763 | 47723 | 4112.08 | 2020 | natural gas peaker | FALSE
62759 | N | . | Greenville CSG | Altus Power America Management, LLC | 60281 | NY | MAT | NPCC |  | 22 | 2 | NAICS-22 Non-Cogen | PV | SUN | SUN | NYIS | A |  | 0 | 0 | 0 | 0 | 0 | 0 | 0 | 0 | 0 | 0 | 0 | 0 | 0 | 0 | 0 | 0 | 0 | 0 | 0 | 0 | 0 | 0 | 0 | 0 | 0 | 0 | 0 | 0 | 0 | 0 | 0 | 0 | 0 | 0 | 0 | 0 | 1380 | 1541 | 2228 | 2234 | 2933 | 2949 | 2805 | 2381 | 2342 | 1663 | 1531 | 1036 | 1380 | 1541 | 2228 | 2234 | 2933 | 2949 | 2805 | 2381 | 2342 | 1663 | 1531 | 1036 | 157.401 | 175.731 | 254.092 | 254.787 | 334.584 | 336.353 | 319.9 | 271.618 | 267.118 | 189.641 | 174.642 | 118.133 | 0 | 0 | 25023 | 25023 | 2854 | 2020 | solar PV | TRUE
62760 | N | . | Hopkinton CSG | Altus Power America Management, LLC | 60281 | MA | NEW | NPCC |  | 22 | 2 | NAICS-22 Non-Cogen | PV | SUN | SUN | ISNE | A |  | 0 | 0 | 0 | 0 | 0 | 0 | 0 | 0 | 0 | 0 | 0 | 0 | 0 | 0 | 0 | 0 | 0 | 0 | 0 | 0 | 0 | 0 | 0 | 0 | 0 | 0 | 0 | 0 | 0 | 0 | 0 | 0 | 0 | 0 | 0 | 0 | 1170 | 1533 | 2332 | 2236 | 3152 | 2978 | 2933 | 2772 | 2407 | 1750 | 1252 | 953 | 1170 | 1533 | 2332 | 2236 | 3152 | 2978 | 2933 | 2772 | 2407 | 1750 | 1252 | 953 | 133.466 | 174.817 | 265.999 | 255.04 | 359.558 | 339.709 | 334.54 | 316.242 | 274.579 | 199.628 | 142.769 | 108.653 | 0 | 0 | 25468 | 25468 | 2905 | 2020 | solar PV | TRUE
62761 | N | . | Chester CSG | Altus Power America Management, LLC | 60281 | NY | MAT | NPCC |  | 22 | 2 | NAICS-22 Non-Cogen | PV | SUN | SUN | NYIS | A |  | 0 | 0 | 0 | 0 | 0 | 0 | 0 | 0 | 0 | 0 | 0 | 0 | 0 | 0 | 0 | 0 | 0 | 0 | 0 | 0 | 0 | 0 | 0 | 0 | 0 | 0 | 0 | 0 | 0 | 0 | 0 | 0 | 0 | 0 | 0 | 0 | 1676 | 1872 | 2706 | 2713 | 3563 | 3582 | 3407 | 2893 | 2845 | 2020 | 1860 | 1258 | 1676 | 1872 | 2706 | 2713 | 3563 | 3582 | 3407 | 2893 | 2845 | 2020 | 1860 | 1258 | 191.206 | 213.476 | 308.668 | 309.511 | 406.448 | 408.597 | 388.611 | 329.958 | 324.491 | 230.374 | 212.153 | 143.507 | 0 | 0 | 30395 | 30395 | 3467 | 2020 | solar PV | TRUE
62762 | Y | . | NASA Johnson Space Center CHP | Energy Systems Group LLC | 58303 | TX | WSC | TRE |  | 22 | 3 | NAICS-22 Cogen | GT | NG | NG | ERCO | A | mcf | 78959 | 75122 | 73204 | 65181 | 78033 | 92296 | 112292 | 108684 | 89684 | 77556 | 60748 | 66763 | 71850 | 68359 | 66614 | 59313 | 71008 | 83987 | 102183 | 98900 | 81610 | 70574 | 55279 | 60753 | 1 | 1 | 1 | 1 | 1 | 1 | 1 | 1 | 1 | 1 | 1 | 1 | 78959 | 75122 | 73204 | 65181 | 78033 | 92296 | 112292 | 108684 | 89684 | 77556 | 60748 | 66763 | 71850 | 68359 | 66614 | 59313 | 71008 | 83987 | 102183 | 98900 | 81610 | 70574 | 55279 | 60753 | 6317.423 | 6010.496 | 5856.995 | 5215.084 | 6243.41 | 7384.537 | 8984.445 | 8695.763 | 7175.576 | 6205.192 | 4860.38 | 5341.699 | 978522 | 890430 | 978522 | 890430 | 78291 | 2020 | natural gas peaker | TRUE
62763 | N | . | Carver CSG | Altus Power America Management, LLC | 60281 | MA | NEW | NPCC |  | 22 | 2 | NAICS-22 Non-Cogen | PV | SUN | SUN | ISNE | A |  | 0 | 0 | 0 | 0 | 0 | 0 | 0 | 0 | 0 | 0 | 0 | 0 | 0 | 0 | 0 | 0 | 0 | 0 | 0 | 0 | 0 | 0 | 0 | 0 | 0 | 0 | 0 | 0 | 0 | 0 | 0 | 0 | 0 | 0 | 0 | 0 | 1223 | 1602 | 2437 | 2337 | 3294 | 3113 | 3065 | 2898 | 2516 | 1829 | 1308 | 996 | 1223 | 1602 | 2437 | 2337 | 3294 | 3113 | 3065 | 2898 | 2516 | 1829 | 1308 | 996 | 139.484 | 182.7 | 277.994 | 266.541 | 375.773 | 355.028 | 349.626 | 330.503 | 286.961 | 208.63 | 149.207 | 113.553 | 0 | 0 | 26618 | 26618 | 3036 | 2020 | solar PV | TRUE
62764 | N | . | Westtown CSG | Altus Power America Management, LLC | 60281 | NY | MAT | NPCC |  | 22 | 2 | NAICS-22 Non-Cogen | PV | SUN | SUN | ISNE | A |  | 0 | 0 | 0 | 0 | 0 | 0 | 0 | 0 | 0 | 0 | 0 | 0 | 0 | 0 | 0 | 0 | 0 | 0 | 0 | 0 | 0 | 0 | 0 | 0 | 0 | 0 | 0 | 0 | 0 | 0 | 0 | 0 | 0 | 0 | 0 | 0 | 1433 | 1599 | 2313 | 2319 | 3045 | 3061 | 2912 | 2472 | 2431 | 1726 | 1590 | 1075 | 1433 | 1599 | 2313 | 2319 | 3045 | 3061 | 2912 | 2472 | 2431 | 1726 | 1590 | 1075 | 163.411 | 182.443 | 263.796 | 264.518 | 347.363 | 349.199 | 332.118 | 281.991 | 277.32 | 196.884 | 181.312 | 122.645 | 0 | 0 | 25976 | 25976 | 2963 | 2020 | solar PV | TRUE
62765 | N | . | El Campo Wind | Longroad Energy Services LLC | 61219 | TX | WSC | TRE |  | 22 | 2 | NAICS-22 Non-Cogen | WT | WND | WND | ERCO | M |  | . | . | . | . | . | . | . | . | . | . | . | 0 | . | . | . | . | . | . | . | . | . | . | . | 0 | . | . | . | . | . | . | . | . | . | . | . | 0 | . | . | . | . | . | . | . | . | . | . | . | 686965 | . | . | . | . | . | . | . | . | . | . | . | 686965 | . | . | . | . | . | . | . | . | . | . | . | 78358 | 0 | 0 | 686965 | 686965 | 78358 | 2020 | onshore wind | TRUE
62766 | N | . | Scottsburg Solar Park | Indiana Municipal Power Agency | 9234 | IN | ENC | RFC |  | 22 | 1 | Electric Utility | PV | SUN | SUN | MISO | A |  | . | . | . | . | . | . | . | . | . | 0 | 0 | 0 | . | . | . | . | . | . | . | . | . | 0 | 0 | 0 | . | . | . | . | . | . | . | . | . | 0 | 0 | 0 | . | . | . | . | . | . | . | . | . | 12731 | 8653 | 6293 | . | . | . | . | . | . | . | . | . | 12731 | 8653 | 6293 | . | . | . | . | . | . | . | . | . | 1452.195 | 987.028 | 717.777 | 0 | 0 | 27677 | 27677 | 3157 | 2020 | solar PV | TRUE
62767 | N | . | Gas City Solar Park | Indiana Municipal Power Agency | 9234 | IN | ENC | RFC |  | 22 | 1 | Electric Utility | PV | SUN | SUN | MISO | A |  | . | . | . | . | . | 0 | 0 | 0 | 0 | 0 | 0 | 0 | . | . | . | . | . | 0 | 0 | 0 | 0 | 0 | 0 | 0 | . | . | . | . | . | 0 | 0 | 0 | 0 | 0 | 0 | 0 | . | . | . | . | . | 4379 | 4207 | 3955 | 3095 | 2445 | 1662 | 1209 | . | . | . | . | . | 4379 | 4207 | 3955 | 3095 | 2445 | 1662 | 1209 | . | . | . | . | . | 499.519 | 479.895 | 451.148 | 353.069 | 278.925 | 189.58 | 137.864 | 0 | 0 | 20952 | 20952 | 2390 | 2020 | solar PV | TRUE
62770 | N | . | Richmond Solar Park 3 | Indiana Municipal Power Agency | 9234 | IN | ENC | RFC |  | 22 | 1 | Electric Utility | PV | SUN | SUN | PJM | A |  | 0 | 0 | 0 | 0 | 0 | 0 | 0 | 0 | 0 | 0 | 0 | 0 | 0 | 0 | 0 | 0 | 0 | 0 | 0 | 0 | 0 | 0 | 0 | 0 | 0 | 0 | 0 | 0 | 0 | 0 | 0 | 0 | 0 | 0 | 0 | 0 | 3275 | 4863 | 7152 | 8778 | 10348 | 12723 | 12223 | 11491 | 8993 | 7104 | 4829 | 3511 | 3275 | 4863 | 7152 | 8778 | 10348 | 12723 | 12223 | 11491 | 8993 | 7104 | 4829 | 3511 | 373.529 | 554.703 | 815.778 | 1001.273 | 1180.344 | 1451.19 | 1394.181 | 1310.665 | 1025.729 | 810.326 | 550.762 | 400.52 | 0 | 0 | 95290 | 95290 | 10869 | 2020 | solar PV | TRUE
62773 | N | . | Rippey Solar | Adapture Renewables, Inc. | 60496 | TX | WSC | TRE |  | 22 | 2 | NAICS-22 Non-Cogen | PV | SUN | SUN | ERCO | M |  | . | . | . | . | . | . | . | . | . | . | . | 0 | . | . | . | . | . | . | . | . | . | . | . | 0 | . | . | . | . | . | . | . | . | . | . | . | 0 | . | . | . | . | . | . | . | . | . | . | . | 51120 | . | . | . | . | . | . | . | . | . | . | . | 51120 | . | . | . | . | . | . | . | . | . | . | . | 5831 | 0 | 0 | 51120 | 51120 | 5831 | 2020 | solar PV | TRUE
62774 | N | . | Kellam Solar | Kellam Solar LLC | 62682 | TX | WSC | TRE |  | 22 | 2 | NAICS-22 Non-Cogen | PV | SUN | SUN | ERCO | M |  | . | . | . | . | . | . | . | . | . | . | . | 0 | . | . | . | . | . | . | . | . | . | . | . | 0 | . | . | . | . | . | . | . | . | . | . | . | 0 | . | . | . | . | . | . | . | . | . | . | . | 27265 | . | . | . | . | . | . | . | . | . | . | . | 27265 | . | . | . | . | . | . | . | . | . | . | . | 3110 | 0 | 0 | 27265 | 27265 | 3110 | 2020 | solar PV | TRUE
62775 | N | . | Wildberry | Wildberry Solar Center | 62692 | TN | ESC | SERC |  | 22 | 2 | NAICS-22 Non-Cogen | PV | SUN | SUN | TVA | A |  | 0 | 0 | 0 | 0 | 0 | 0 | 0 | 0 | 0 | 0 | 0 | 0 | 0 | 0 | 0 | 0 | 0 | 0 | 0 | 0 | 0 | 0 | 0 | 0 | 0 | 0 | 0 | 0 | 0 | 0 | 0 | 0 | 0 | 0 | 0 | 0 | 10920 | 13015 | 15947 | 24798 | 28198 | 28963 | 28785 | 24876 | 20660 | 18464 | 15976 | 12622 | 10920 | 13015 | 15947 | 24798 | 28198 | 28963 | 28785 | 24876 | 20660 | 18464 | 15976 | 12622 | 1245.573 | 1484.496 | 1818.989 | 2828.591 | 3216.336 | 3303.595 | 3283.365 | 2837.448 | 2356.539 | 2106.135 | 1822.269 | 1439.664 | 0 | 0 | 243224 | 243224 | 27743 | 2020 | solar PV | TRUE
62776 | N | . | Crawfordsville Solar Park 4 | Indiana Municipal Power Agency | 9234 | IN | ENC | RFC |  | 22 | 1 | Electric Utility | PV | SUN | SUN | MISO | A |  | . | . | . | . | . | 0 | 0 | 0 | 0 | 0 | 0 | 0 | . | . | . | . | . | 0 | 0 | 0 | 0 | 0 | 0 | 0 | . | . | . | . | . | 0 | 0 | 0 | 0 | 0 | 0 | 0 | . | . | . | . | . | 4152 | 3989 | 3750 | 2935 | 2318 | 1576 | 1146 | . | . | . | . | . | 4152 | 3989 | 3750 | 2935 | 2318 | 1576 | 1146 | . | . | . | . | . | 473.603 | 454.997 | 427.741 | 334.751 | 264.453 | 179.744 | 130.711 | 0 | 0 | 19866 | 19866 | 2266 | 2020 | solar PV | TRUE
62777 | N | . | Ulster County Solar | Ulster Solar LLC | 62684 | NY | MAT | NPCC |  | 22 | 2 | NAICS-22 Non-Cogen | PV | SUN | SUN | NYIS | A |  | 0 | 0 | 0 | 0 | 0 | 0 | 0 | 0 | 0 | 0 | 0 | 0 | 0 | 0 | 0 | 0 | 0 | 0 | 0 | 0 | 0 | 0 | 0 | 0 | 0 | 0 | 0 | 0 | 0 | 0 | 0 | 0 | 0 | 0 | 0 | 0 | 1123 | 1253 | 1812 | 1817 | 2387 | 2399 | 2282 | 1937 | 1905 | 1353 | 1246 | 843 | 1123 | 1253 | 1812 | 1817 | 2387 | 2399 | 2282 | 1937 | 1905 | 1353 | 1246 | 843 | 128.06 | 142.974 | 206.728 | 207.293 | 272.216 | 273.655 | 260.269 | 220.987 | 217.326 | 154.291 | 142.088 | 96.113 | 0 | 0 | 20357 | 20357 | 2322 | 2020 | solar PV | TRUE
62778 | N | . | Hecate Energy Blair Road LLC | Hecate Energy Blair Road LLC | 62690 | FL | SAT | SERC |  | 22 | 2 | NAICS-22 Non-Cogen | PV | SUN | SUN | JEA | A |  | 0 | 0 | 0 | 0 | 0 | 0 | 0 | 0 | 0 | 0 | 0 | 0 | 0 | 0 | 0 | 0 | 0 | 0 | 0 | 0 | 0 | 0 | 0 | 0 | 0 | 0 | 0 | 0 | 0 | 0 | 0 | 0 | 0 | 0 | 0 | 0 | 3611 | 3909 | 5211 | 4722 | 5570 | 4808 | 4930 | 4704 | 4074 | 3976 | 3478 | 3784 | 3611 | 3909 | 5211 | 4722 | 5570 | 4808 | 4930 | 4704 | 4074 | 3976 | 3478 | 3784 | 411.908 | 445.918 | 594.356 | 538.556 | 635.354 | 548.473 | 562.342 | 536.571 | 464.664 | 453.476 | 396.714 | 431.668 | 0 | 0 | 52777 | 52777 | 6020 | 2020 | solar PV | TRUE
62779 | N | . | Novel Martin Solar One LLC (McLeod) CSG | Novel Martin Solar One LLC | 62691 | MN | WNC | MRO |  | 22 | 2 | NAICS-22 Non-Cogen | PV | SUN | SUN | MISO | A |  | 0 | 0 | 0 | 0 | 0 | 0 | 0 | 0 | 0 | 0 | 0 | 0 | 0 | 0 | 0 | 0 | 0 | 0 | 0 | 0 | 0 | 0 | 0 | 0 | 0 | 0 | 0 | 0 | 0 | 0 | 0 | 0 | 0 | 0 | 0 | 0 | 457 | 1013 | 1229 | 1625 | 1690 | 1832 | 1767 | 1749 | 1234 | 923 | 706 | 442 | 457 | 1013 | 1229 | 1625 | 1690 | 1832 | 1767 | 1749 | 1234 | 923 | 706 | 442 | 52.103 | 115.546 | 140.191 | 185.343 | 192.794 | 208.968 | 201.501 | 199.525 | 140.701 | 105.295 | 80.582 | 50.451 | 0 | 0 | 14667 | 14667 | 1673 | 2020 | solar PV | TRUE
62782 | N | . | Pembina Land Port of Entry Wind Turbine | General Services Administration - Region 8 | 62645 | ND | WNC | MRO |  | 921 | 4 | Commercial NAICS Non-Cogen | WT | WND | WND | MISO | A |  | 0 | 0 | 0 | 0 | 0 | 0 | 0 | 0 | 0 | 0 | 0 | 0 | 0 | 0 | 0 | 0 | 0 | 0 | 0 | 0 | 0 | 0 | 0 | 0 | 0 | 0 | 0 | 0 | 0 | 0 | 0 | 0 | 0 | 0 | 0 | 0 | 248 | 281 | 283 | 280 | 265 | 254 | 201 | 207 | 287 | 290 | 321 | 290 | 248 | 281 | 283 | 280 | 265 | 254 | 201 | 207 | 287 | 290 | 321 | 290 | 28.304 | 32.052 | 32.322 | 31.918 | 30.223 | 28.983 | 22.947 | 23.602 | 32.76 | 33.127 | 36.648 | 33.114 | 0 | 0 | 3207 | 3207 | 366 | 2020 | onshore wind | FALSE
62784 | N | . | Franklin Solar Site | Helios NY I, LLC | 62688 | NY | MAT | NPCC |  | 22 | 2 | NAICS-22 Non-Cogen | PV | SUN | SUN | NYIS | A |  | 0 | 0 | 0 | 0 | 0 | 0 | 0 | 0 | 0 | 0 | 0 | 0 | 0 | 0 | 0 | 0 | 0 | 0 | 0 | 0 | 0 | 0 | 0 | 0 | 0 | 0 | 0 | 0 | 0 | 0 | 0 | 0 | 0 | 0 | 0 | 0 | 1066 | 1190 | 1720 | 1725 | 2265 | 2277 | 2166 | 1839 | 1808 | 1284 | 1182 | 800 | 1066 | 1190 | 1720 | 1725 | 2265 | 2277 | 2166 | 1839 | 1808 | 1284 | 1182 | 800 | 121.553 | 135.708 | 196.222 | 196.759 | 258.383 | 259.748 | 247.043 | 209.757 | 206.282 | 146.45 | 134.867 | 91.228 | 0 | 0 | 19322 | 19322 | 2204 | 2020 | solar PV | TRUE
62785 | N | . | Malone Solar Site | Helios NY I, LLC | 62688 | NY | MAT | NPCC |  | 22 | 2 | NAICS-22 Non-Cogen | PV | SUN | SUN | NYIS | A |  | 0 | 0 | 0 | 0 | 0 | 0 | 0 | 0 | 0 | 0 | 0 | 0 | 0 | 0 | 0 | 0 | 0 | 0 | 0 | 0 | 0 | 0 | 0 | 0 | 0 | 0 | 0 | 0 | 0 | 0 | 0 | 0 | 0 | 0 | 0 | 0 | 722 | 806 | 1166 | 1169 | 1536 | 1544 | 1468 | 1247 | 1226 | 870 | 801 | 542 | 722 | 806 | 1166 | 1169 | 1536 | 1544 | 1468 | 1247 | 1226 | 870 | 801 | 542 | 82.395 | 91.991 | 133.011 | 133.375 | 175.147 | 176.072 | 167.46 | 142.185 | 139.83 | 99.273 | 91.421 | 61.84 | 0 | 0 | 13097 | 13097 | 1494 | 2020 | solar PV | TRUE
62786 | N | . | Thanksgiving Fire Solar Farm, LLC | Sol Systems | 61677 | NC | SAT | SERC |  | 22 | 2 | NAICS-22 Non-Cogen | PV | SUN | SUN | CPLE | A |  | 0 | 0 | 0 | 0 | 0 | 0 | 0 | 0 | 0 | 0 | 0 | 0 | 0 | 0 | 0 | 0 | 0 | 0 | 0 | 0 | 0 | 0 | 0 | 0 | 0 | 0 | 0 | 0 | 0 | 0 | 0 | 0 | 0 | 0 | 0 | 0 | 1932 | 1985 | 2539 | 3449 | 3452 | 3358 | 3757 | 3016 | 2555 | 2590 | 2166 | 1831 | 1932 | 1985 | 2539 | 3449 | 3452 | 3358 | 3757 | 3016 | 2555 | 2590 | 2166 | 1831 | 220.355 | 226.459 | 289.663 | 393.438 | 393.751 | 383.071 | 428.494 | 344.063 | 291.393 | 295.421 | 247.08 | 208.812 | 0 | 0 | 32630 | 32630 | 3722 | 2020 | solar PV | TRUE
62788 | N | . | Sugarhill Road - Solitude Solar CSG | Standard Solar | 60531 | NY | MAT | NPCC |  | 22 | 2 | NAICS-22 Non-Cogen | PV | SUN | SUN | NYIS | A |  | 0 | 0 | 0 | 0 | 0 | 0 | 0 | 0 | 0 | 0 | 0 | 0 | 0 | 0 | 0 | 0 | 0 | 0 | 0 | 0 | 0 | 0 | 0 | 0 | 0 | 0 | 0 | 0 | 0 | 0 | 0 | 0 | 0 | 0 | 0 | 0 | 3384 | 3778 | 5463 | 5478 | 7193 | 7231 | 6878 | 5840 | 5743 | 4077 | 3755 | 2540 | 3384 | 3778 | 5463 | 5478 | 7193 | 7231 | 6878 | 5840 | 5743 | 4077 | 3755 | 2540 | 385.999 | 430.954 | 623.122 | 624.826 | 820.517 | 824.854 | 784.507 | 666.101 | 655.066 | 465.067 | 428.283 | 289.704 | 0 | 0 | 61360 | 61360 | 6999 | 2020 | solar PV | TRUE
62790 | N | . | Tell City Solar Park | Indiana Municipal Power Agency | 9234 | IN | ENC | RFC |  | 22 | 1 | Electric Utility | PV | SUN | SUN | MISO | A |  | . | . | . | . | . | . | 0 | 0 | 0 | 0 | 0 | 0 | . | . | . | . | . | . | 0 | 0 | 0 | 0 | 0 | 0 | . | . | . | . | . | . | 0 | 0 | 0 | 0 | 0 | 0 | . | . | . | . | . | . | 5679 | 5339 | 4178 | 3301 | 2244 | 1632 | . | . | . | . | . | . | 5679 | 5339 | 4178 | 3301 | 2244 | 1632 | . | . | . | . | . | . | 647.822 | 609.014 | 476.615 | 376.526 | 255.917 | 186.106 | 0 | 0 | 22373 | 22373 | 2552 | 2020 | solar PV | TRUE
62791 | N | . | Richmond Solar Park 4 | Indiana Municipal Power Agency | 9234 | IN | ENC | RFC |  | 22 | 1 | Electric Utility | PV | SUN | SUN | PJM | A |  | . | . | . | . | . | . | . | . | . | 0 | 0 | 0 | . | . | . | . | . | . | . | . | . | 0 | 0 | 0 | . | . | . | . | . | . | . | . | . | 0 | 0 | 0 | . | . | . | . | . | . | . | . | . | 4751 | 3229 | 2348 | . | . | . | . | . | . | . | . | . | 4751 | 3229 | 2348 | . | . | . | . | . | . | . | . | . | 541.87 | 368.299 | 267.831 | 0 | 0 | 10328 | 10328 | 1178 | 2020 | solar PV | TRUE
62792 | N | . | DG AMP Solar Piqua Manier | DG AMP Solar, LLC | 60370 | OH | ENC | RFC |  | 22 | 2 | NAICS-22 Non-Cogen | PV | SUN | SUN | PJM | A |  | 0 | 0 | 0 | 0 | 0 | 0 | 0 | 0 | 0 | 0 | 0 | 0 | 0 | 0 | 0 | 0 | 0 | 0 | 0 | 0 | 0 | 0 | 0 | 0 | 0 | 0 | 0 | 0 | 0 | 0 | 0 | 0 | 0 | 0 | 0 | 0 | 5455 | 10367 | 11414 | 16656 | 19455 | 25478 | 24890 | 23636 | 19416 | 12720 | 11026 | 5539 | 5455 | 10367 | 11414 | 16656 | 19455 | 25478 | 24890 | 23636 | 19416 | 12720 | 11026 | 5539 | 622.227 | 1182.522 | 1301.954 | 1899.85 | 2219.072 | 2906.174 | 2839.086 | 2696.062 | 2214.649 | 1450.875 | 1257.72 | 631.809 | 0 | 0 | 186052 | 186052 | 21222 | 2020 | solar PV | TRUE
62793 | N | . | Crawfordsville 5 Solar Park | Indiana Municipal Power Agency | 9234 | IN | ENC | RFC |  | 22 | 1 | Electric Utility | PV | SUN | SUN | MISO | A |  | . | . | . | . | . | . | . | . | 0 | 0 | 0 | 0 | . | . | . | . | . | . | . | . | 0 | 0 | 0 | 0 | . | . | . | . | . | . | . | . | 0 | 0 | 0 | 0 | . | . | . | . | . | . | . | . | 10156 | 8023 | 5453 | 3966 | . | . | . | . | . | . | . | . | 10156 | 8023 | 5453 | 3966 | . | . | . | . | . | . | . | . | 1158.451 | 915.177 | 622.027 | 452.345 | 0 | 0 | 27598 | 27598 | 3148 | 2020 | solar PV | TRUE
62794 | N | . | Centerville Solar Park | Indiana Municipal Power Agency | 9234 | IN | ENC | RFC |  | 22 | 1 | Electric Utility | PV | SUN | SUN | PJM | A |  | . | . | . | . | . | . | . | . | . | 0 | 0 | 0 | . | . | . | . | . | . | . | . | . | 0 | 0 | 0 | . | . | . | . | . | . | . | . | . | 0 | 0 | 0 | . | . | . | . | . | . | . | . | . | 1044 | 710 | 516 | . | . | . | . | . | . | . | . | . | 1044 | 710 | 516 | . | . | . | . | . | . | . | . | . | 119.138 | 80.976 | 58.886 | 0 | 0 | 2270 | 2270 | 259 | 2020 | solar PV | TRUE
62795 | N | . | Ida Grove II | MidAmerican Energy Co | 12341 | IA | WNC | MRO |  | 22 | 1 | Electric Utility | WT | WND | WND | MISO | M |  | 0 | 0 | 0 | 0 | 0 | 0 | 0 | 0 | 0 | 0 | 0 | 0 | 0 | 0 | 0 | 0 | 0 | 0 | 0 | 0 | 0 | 0 | 0 | 0 | 0 | 0 | 0 | 0 | 0 | 0 | 0 | 0 | 0 | 0 | 0 | 0 | 544869 | 497659 | 573441 | 491794 | 494994 | 640342 | 368801 | 488427 | 601714 | 668037 | 642428 | 599400 | 544869 | 497659 | 573441 | 491794 | 494994 | 640342 | 368801 | 488427 | 601714 | 668037 | 642428 | 599400 | 62150 | 56765 | 65409 | 56096 | 56461 | 73040 | 42067 | 55712 | 68634 | 76199 | 73278 | 68370 | 0 | 0 | 6611906 | 6611906 | 754181 | 2020 | onshore wind | TRUE
62798 | N | . | Fern Solar LLC | BayWa r.e. Solar Projects LLC | 59613 | NC | SAT | SERC |  | 22 | 2 | NAICS-22 Non-Cogen | PV | SUN | SUN | PJM | M |  | . | . | . | . | . | . | . | . | . | . | . | 0 | . | . | . | . | . | . | . | . | . | . | . | 0 | . | . | . | . | . | . | . | . | . | . | . | 0 | . | . | . | . | . | . | . | . | . | . | . | 52514 | . | . | . | . | . | . | . | . | . | . | . | 52514 | . | . | . | . | . | . | . | . | . | . | . | 5990 | 0 | 0 | 52514 | 52514 | 5990 | 2020 | solar PV | TRUE
62799 | N | . | Winona Solar | Winona Solar I LLC | 62712 | MN | WNC | MRO |  | 22 | 2 | NAICS-22 Non-Cogen | PV | SUN | SUN | MISO | A |  | 0 | 0 | 0 | 0 | 0 | 0 | 0 | 0 | 0 | 0 | 0 | 0 | 0 | 0 | 0 | 0 | 0 | 0 | 0 | 0 | 0 | 0 | 0 | 0 | 0 | 0 | 0 | 0 | 0 | 0 | 0 | 0 | 0 | 0 | 0 | 0 | 245 | 543 | 658 | 870 | 905 | 981 | 946 | 937 | 661 | 494 | 378 | 237 | 245 | 543 | 658 | 870 | 905 | 981 | 946 | 937 | 661 | 494 | 378 | 237 | 27.905 | 61.882 | 75.081 | 99.263 | 103.254 | 111.916 | 107.917 | 106.859 | 75.354 | 56.392 | 43.157 | 27.02 | 0 | 0 | 7855 | 7855 | 896 | 2020 | solar PV | TRUE
62800 | N | . | Wabasha Solar | Wabasha Solar LLC | 62711 | MN | WNC | MRO |  | 22 | 2 | NAICS-22 Non-Cogen | PV | SUN | SUN | MISO | A |  | 0 | 0 | 0 | 0 | 0 | 0 | 0 | 0 | 0 | 0 | 0 | 0 | 0 | 0 | 0 | 0 | 0 | 0 | 0 | 0 | 0 | 0 | 0 | 0 | 0 | 0 | 0 | 0 | 0 | 0 | 0 | 0 | 0 | 0 | 0 | 0 | 337 | 748 | 907 | 1199 | 1248 | 1352 | 1304 | 1291 | 911 | 681 | 522 | 327 | 337 | 748 | 907 | 1199 | 1248 | 1352 | 1304 | 1291 | 911 | 681 | 522 | 327 | 38.461 | 85.296 | 103.488 | 136.819 | 142.32 | 154.259 | 148.747 | 147.289 | 103.865 | 77.728 | 59.485 | 37.243 | 0 | 0 | 10827 | 10827 | 1235 | 2020 | solar PV | TRUE
62805 | N | . | Bloomington Solar I | Bloomington Solar I | 62703 | UT | MTN | WECC |  | 22 | 2 | NAICS-22 Non-Cogen | PV | SUN | SUN | PACE | A |  | 0 | 0 | 0 | 0 | 0 | 0 | 0 | 0 | 0 | 0 | 0 | 0 | 0 | 0 | 0 | 0 | 0 | 0 | 0 | 0 | 0 | 0 | 0 | 0 | 0 | 0 | 0 | 0 | 0 | 0 | 0 | 0 | 0 | 0 | 0 | 0 | 1988 | 2750 | 3035 | 3809 | 4115 | 4511 | 4646 | 4411 | 3745 | 3241 | 1933 | 1706 | 1988 | 2750 | 3035 | 3809 | 4115 | 4511 | 4646 | 4411 | 3745 | 3241 | 1933 | 1706 | 226.809 | 313.662 | 346.227 | 434.499 | 469.332 | 514.492 | 529.997 | 503.103 | 427.198 | 369.635 | 220.47 | 194.576 | 0 | 0 | 39890 | 39890 | 4550 | 2020 | solar PV | TRUE
62806 | N | . | Shelter Creek Condominiums Solar | Vista Solar, Inc. | 62701 | CA | PACC | WECC |  | 22 | 2 | NAICS-22 Non-Cogen | PV | SUN | SUN | CISO | A |  | . | 0 | 0 | 0 | 0 | 0 | 0 | 0 | 0 | 0 | 0 | 0 | . | 0 | 0 | 0 | 0 | 0 | 0 | 0 | 0 | 0 | 0 | 0 | . | 0 | 0 | 0 | 0 | 0 | 0 | 0 | 0 | 0 | 0 | 0 | . | 1891 | 1851 | 2333 | 3053 | 3040 | 3434 | 2845 | 2234 | 2065 | 1632 | 1292 | . | 1891 | 1851 | 2333 | 3053 | 3040 | 3434 | 2845 | 2234 | 2065 | 1632 | 1292 | . | 215.749 | 211.123 | 266.075 | 348.225 | 346.763 | 391.674 | 324.491 | 254.79 | 235.509 | 186.187 | 147.414 | 0 | 0 | 25670 | 25670 | 2928 | 2020 | solar PV | TRUE
62810 | N | . | RIT Henrietta Solar 1, LLC | RIT Henrietta Solar 1, LLC | 62678 | NY | MAT | NPCC |  | 22 | 2 | NAICS-22 Non-Cogen | PV | SUN | SUN | NYIS | A |  | 0 | 0 | 0 | 0 | 0 | 0 | 0 | 0 | 0 | 0 | 0 | 0 | 0 | 0 | 0 | 0 | 0 | 0 | 0 | 0 | 0 | 0 | 0 | 0 | 0 | 0 | 0 | 0 | 0 | 0 | 0 | 0 | 0 | 0 | 0 | 0 | 1220 | 1362 | 1969 | 1975 | 2593 | 2607 | 2479 | 2105 | 2070 | 1470 | 1354 | 916 | 1220 | 1362 | 1969 | 1975 | 2593 | 2607 | 2479 | 2105 | 2070 | 1470 | 1354 | 916 | 139.148 | 155.35 | 224.623 | 225.237 | 295.78 | 297.343 | 282.799 | 240.116 | 236.138 | 167.647 | 154.387 | 104.432 | 0 | 0 | 22120 | 22120 | 2523 | 2020 | solar PV | TRUE
62812 | N | . | Milford Solar 1 | Milford Solar I (NES) | 63440 | UT | MTN | WECC |  | 22 | 2 | NAICS-22 Non-Cogen | PV | SUN | SUN | PACE | M |  | . | . | . | . | . | . | . | . | . | . | 0 | 0 | . | . | . | . | . | . | . | . | . | . | 0 | 0 | . | . | . | . | . | . | . | . | . | . | 0 | 0 | . | . | . | . | . | . | . | . | . | . | 129980 | 114944 | . | . | . | . | . | . | . | . | . | . | 129980 | 114944 | . | . | . | . | . | . | . | . | . | . | 14826 | 13111 | 0 | 0 | 244924 | 244924 | 27937 | 2020 | solar PV | TRUE
62813 | N | . | Grasshopper Solar | Dominion Energy Inc | 5248 | VA | SAT | SERC |  | 22 | 1 | Electric Utility | PV | SUN | SUN | PJM | M |  | . | . | . | . | . | . | . | . | 0 | 0 | 0 | 0 | . | . | . | . | . | . | . | . | 0 | 0 | 0 | 0 | . | . | . | . | . | . | . | . | 0 | 0 | 0 | 0 | . | . | . | . | . | . | . | . | 38812 | 17587 | 90817 | 66743 | . | . | . | . | . | . | . | . | 38812 | 17587 | 90817 | 66743 | . | . | . | . | . | . | . | . | 4427 | 2006 | 10359 | 7613 | 0 | 0 | 213959 | 213959 | 24405 | 2020 | solar PV | TRUE
62824 | N | . | GSPP Devens, LLC | Green Street Power Partners | 62719 | MA | NEW | NPCC |  | 22 | 2 | NAICS-22 Non-Cogen | PV | SUN | SUN | ISNE | A |  | 0 | 0 | 0 | 0 | 0 | 0 | 0 | 0 | 0 | 0 | 0 | 0 | 0 | 0 | 0 | 0 | 0 | 0 | 0 | 0 | 0 | 0 | 0 | 0 | 0 | 0 | 0 | 0 | 0 | 0 | 0 | 0 | 0 | 0 | 0 | 0 | 1257 | 1646 | 2505 | 2401 | 3386 | 3199 | 3150 | 2978 | 2585 | 1880 | 1344 | 1023 | 1257 | 1646 | 2505 | 2401 | 3386 | 3199 | 3150 | 2978 | 2585 | 1880 | 1344 | 1023 | 143.343 | 187.755 | 285.685 | 273.916 | 386.169 | 364.851 | 359.3 | 339.647 | 294.901 | 214.403 | 153.335 | 116.695 | 0 | 0 | 27354 | 27354 | 3120 | 2020 | solar PV | TRUE
62825 | N | . | GSPP Terrawatt Westfield LLC CSG | Green Street Power Partners | 62719 | MA | NEW | NPCC |  | 22 | 2 | NAICS-22 Non-Cogen | PV | SUN | SUN | ISNE | A |  | 0 | 0 | 0 | 0 | 0 | 0 | 0 | 0 | 0 | 0 | 0 | 0 | 0 | 0 | 0 | 0 | 0 | 0 | 0 | 0 | 0 | 0 | 0 | 0 | 0 | 0 | 0 | 0 | 0 | 0 | 0 | 0 | 0 | 0 | 0 | 0 | 2423 | 3173 | 4829 | 4630 | 6527 | 6167 | 6073 | 5741 | 4984 | 3624 | 2592 | 1972 | 2423 | 3173 | 4829 | 4630 | 6527 | 6167 | 6073 | 5741 | 4984 | 3624 | 2592 | 1972 | 276.348 | 361.97 | 550.769 | 528.078 | 744.49 | 703.391 | 692.688 | 654.8 | 568.535 | 413.344 | 295.613 | 224.974 | 0 | 0 | 52735 | 52735 | 6015 | 2020 | solar PV | TRUE
62826 | N | . | GSPP Raynham TMLP, LLC CSG | Green Street Power Partners | 62719 | MA | NEW | NPCC |  | 22 | 2 | NAICS-22 Non-Cogen | PV | SUN | SUN | ISNE | A |  | 0 | 0 | 0 | 0 | 0 | 0 | 0 | 0 | 0 | 0 | 0 | 0 | 0 | 0 | 0 | 0 | 0 | 0 | 0 | 0 | 0 | 0 | 0 | 0 | 0 | 0 | 0 | 0 | 0 | 0 | 0 | 0 | 0 | 0 | 0 | 0 | 1469 | 1924 | 2927 | 2806 | 3956 | 3738 | 3681 | 3480 | 3021 | 2197 | 1571 | 1196 | 1469 | 1924 | 2927 | 2806 | 3956 | 3738 | 3681 | 3480 | 3021 | 2197 | 1571 | 1196 | 167.509 | 219.409 | 333.849 | 320.095 | 451.274 | 426.361 | 419.874 | 396.908 | 344.618 | 250.549 | 179.186 | 136.368 | 0 | 0 | 31966 | 31966 | 3646 | 2020 | solar PV | TRUE
62827 | N | . | Ajax Solar, LLC (MA) | Green Street Power Partners | 62719 | MA | NEW | NPCC |  | 22 | 2 | NAICS-22 Non-Cogen | PV | SUN | SUN | ISNE | A |  | 0 | 0 | 0 | 0 | 0 | 0 | 0 | 0 | 0 | 0 | 0 | 0 | 0 | 0 | 0 | 0 | 0 | 0 | 0 | 0 | 0 | 0 | 0 | 0 | 0 | 0 | 0 | 0 | 0 | 0 | 0 | 0 | 0 | 0 | 0 | 0 | 1650 | 2161 | 3288 | 3153 | 4445 | 4199 | 4135 | 3909 | 3394 | 2468 | 1765 | 1343 | 1650 | 2161 | 3288 | 3153 | 4445 | 4199 | 4135 | 3909 | 3394 | 2468 | 1765 | 1343 | 188.182 | 246.489 | 375.054 | 359.603 | 506.971 | 478.984 | 471.696 | 445.896 | 387.152 | 281.472 | 201.302 | 153.199 | 0 | 0 | 35910 | 35910 | 4096 | 2020 | solar PV | TRUE
62828 | N | . | TWE Bowman Solar Project | TWE Bowman Solar Project, LLC | 62828 | SC | SAT | SERC |  | 22 | 2 | NAICS-22 Non-Cogen | PV | SUN | SUN | SCEG | M |  | . | . | . | . | 0 | 0 | 0 | 0 | 0 | 0 | 0 | 0 | . | . | . | . | 0 | 0 | 0 | 0 | 0 | 0 | 0 | 0 | . | . | . | . | 0 | 0 | 0 | 0 | 0 | 0 | 0 | 0 | . | . | . | . | 129191 | 139369 | 166253 | 125859 | 107212 | 100934 | 75799 | 67690 | . | . | . | . | 129191 | 139369 | 166253 | 125859 | 107212 | 100934 | 75799 | 67690 | . | . | . | . | 14736 | 15897 | 18963.45 | 14356 | 12229 | 11513 | 8646 | 7721 | 0 | 0 | 912307 | 912307 | 104061.45 | 2020 | solar PV | TRUE
62829 | N | . | GSPP Held LLC CSG | Green Street Power Partners | 62719 | MN | WNC | MRO |  | 22 | 2 | NAICS-22 Non-Cogen | PV | SUN | SUN | MISO | A |  | 0 | 0 | 0 | 0 | 0 | 0 | 0 | 0 | 0 | 0 | 0 | 0 | 0 | 0 | 0 | 0 | 0 | 0 | 0 | 0 | 0 | 0 | 0 | 0 | 0 | 0 | 0 | 0 | 0 | 0 | 0 | 0 | 0 | 0 | 0 | 0 | 1394 | 3092 | 3752 | 4960 | 5160 | 5592 | 5393 | 5340 | 3765 | 2818 | 2157 | 1350 | 1394 | 3092 | 3752 | 4960 | 5160 | 5592 | 5393 | 5340 | 3765 | 2818 | 2157 | 1350 | 159.051 | 352.716 | 427.947 | 565.777 | 588.524 | 637.894 | 615.102 | 609.071 | 429.503 | 321.424 | 245.984 | 154.007 | 0 | 0 | 44773 | 44773 | 5107 | 2020 | solar PV | TRUE
62830 | N | . | GSPP Imholte CSG | Green Street Power Partners | 62719 | MN | WNC | MRO |  | 22 | 2 | NAICS-22 Non-Cogen | PV | SUN | SUN | MISO | A |  | 0 | 0 | 0 | 0 | 0 | 0 | 0 | 0 | 0 | 0 | 0 | 0 | 0 | 0 | 0 | 0 | 0 | 0 | 0 | 0 | 0 | 0 | 0 | 0 | 0 | 0 | 0 | 0 | 0 | 0 | 0 | 0 | 0 | 0 | 0 | 0 | 495 | 1098 | 1333 | 1762 | 1833 | 1986 | 1915 | 1897 | 1337 | 1001 | 766 | 480 | 495 | 1098 | 1333 | 1762 | 1833 | 1986 | 1915 | 1897 | 1337 | 1001 | 766 | 480 | 56.496 | 125.284 | 152.006 | 200.963 | 209.043 | 226.579 | 218.484 | 216.341 | 152.559 | 114.169 | 87.373 | 54.703 | 0 | 0 | 15903 | 15903 | 1814 | 2020 | solar PV | TRUE
62831 | N | . | Hickory Grove #1 | Hickory Grove #1 LLC | 62879 | NY | MAT | NPCC |  | 22 | 2 | NAICS-22 Non-Cogen | PV | SUN | SUN | NYIS | A |  | . | . | . | . | . | . | . | . | . | . | . | 0 | . | . | . | . | . | . | . | . | . | . | . | 0 | . | . | . | . | . | . | . | . | . | . | . | 0 | . | . | . | . | . | . | . | . | . | . | . | 9 | . | . | . | . | . | . | . | . | . | . | . | 9 | . | . | . | . | . | . | . | . | . | . | . | 1 | 0 | 0 | 9 | 9 | 1 | 2020 | solar PV | TRUE
62832 | N | . | Hickory Grove #2 | Hickory Grove #2 | 62880 | NY | MAT | NPCC |  | 22 | 2 | NAICS-22 Non-Cogen | PV | SUN | SUN | NYIS | A |  | . | . | . | . | . | . | . | . | . | . | . | 0 | . | . | . | . | . | . | . | . | . | . | . | 0 | . | . | . | . | . | . | . | . | . | . | . | 0 | . | . | . | . | . | . | . | . | . | . | . | 9 | . | . | . | . | . | . | . | . | . | . | . | 9 | . | . | . | . | . | . | . | . | . | . | . | 1 | 0 | 0 | 9 | 9 | 1 | 2020 | solar PV | TRUE
62833 | N | . | Hastings Community Solar Farm | City of Hastings - (NE) | 8245 | NE | WNC | MRO |  | 22 | 1 | Electric Utility | PV | SUN | SUN | SWPP | A |  | 0 | 0 | 0 | 0 | 0 | 0 | 0 | 0 | 0 | 0 | 0 | 0 | 0 | 0 | 0 | 0 | 0 | 0 | 0 | 0 | 0 | 0 | 0 | 0 | 0 | 0 | 0 | 0 | 0 | 0 | 0 | 0 | 0 | 0 | 0 | 0 | 1021 | 2149 | 2589 | 3393 | 3478 | 3847 | 3714 | 3688 | 2656 | 1993 | 1568 | 1053 | 1021 | 2149 | 2589 | 3393 | 3478 | 3847 | 3714 | 3688 | 2656 | 1993 | 1568 | 1053 | 116.427 | 245.083 | 295.351 | 387.053 | 396.722 | 438.852 | 423.666 | 420.66 | 302.939 | 227.349 | 178.813 | 120.085 | 0 | 0 | 31149 | 31149 | 3553 | 2020 | solar PV | TRUE
62834 | N | . | Podunk Road CSG | NY Enfield I LLC | 63179 | NY | MAT | NPCC |  | 22 | 2 | NAICS-22 Non-Cogen | PV | SUN | SUN | NYIS | A |  | 0 | 0 | 0 | 0 | 0 | 0 | 0 | 0 | 0 | 0 | 0 | 0 | 0 | 0 | 0 | 0 | 0 | 0 | 0 | 0 | 0 | 0 | 0 | 0 | 0 | 0 | 0 | 0 | 0 | 0 | 0 | 0 | 0 | 0 | 0 | 0 | 1519 | 1696 | 2452 | 2458 | 3228 | 3245 | 3087 | 2621 | 2577 | 1830 | 1685 | 1140 | 1519 | 1696 | 2452 | 2458 | 3228 | 3245 | 3087 | 2621 | 2577 | 1830 | 1685 | 1140 | 173.229 | 193.403 | 279.644 | 280.408 | 368.23 | 370.176 | 352.07 | 298.932 | 293.979 | 208.712 | 192.204 | 130.013 | 0 | 0 | 27538 | 27538 | 3141 | 2020 | solar PV | TRUE
62835 | N | . | Acushnet Ball Plant 2 | Acushnet | 63332 | MA | NEW | NPCC |  | 339 | 6 | Industrial NAICS Non-Cogen | BA | MWH | OTH | ISNE | A | megawatthours | 81 | 67 | 75 | 73 | 75 | 55 | 72 | 76 | 75 | 77 | 75 | 76 | 81 | 67 | 75 | 73 | 75 | 55 | 72 | 76 | 75 | 77 | 75 | 76 | 0 | 0 | 0 | 0 | 0 | 0 | 0 | 0 | 0 | 0 | 0 | 0 | 0 | 0 | 0 | 0 | 0 | 0 | 0 | 0 | 0 | 0 | 0 | 0 | 0 | 0 | 0 | 0 | 0 | 0 | 0 | 0 | 0 | 0 | 0 | 0 | -26.253 | -22.344 | -24.791 | -24.274 | -25.02 | -18.379 | -24.021 | -25.182 | -24.874 | -25.631 | -25.037 | -25.194 | 877 | 877 | 0 | 0 | -291 | 2020 | other | FALSE
62840 | N | . | Mountain Breeze Wind, LLC | Mountain Breeze Wind, LLC | 62726 | CO | MTN | WECC |  | 22 | 2 | NAICS-22 Non-Cogen | WT | WND | WND | PSCO | M |  | . | . | . | . | . | . | . | . | . | 0 | 0 | 0 | . | . | . | . | . | . | . | . | . | 0 | 0 | 0 | . | . | . | . | . | . | . | . | . | 0 | 0 | 0 | . | . | . | . | . | . | . | . | . | 332217 | 440884 | 639430 | . | . | . | . | . | . | . | . | . | 332217 | 440884 | 639430 | . | . | . | . | . | . | . | . | . | 37894 | 50289 | 72936 | 0 | 0 | 1412531 | 1412531 | 161119 | 2020 | onshore wind | TRUE
62842 | N | . | Nextsun Energy Littleton | Nextsun Energy Littleton LLC | 62727 | MA | NEW | NPCC |  | 22 | 2 | NAICS-22 Non-Cogen | PV | SUN | SUN | ISNE | A |  | 0 | 0 | 0 | 0 | 0 | 0 | 0 | 0 | 0 | 0 | 0 | 0 | 0 | 0 | 0 | 0 | 0 | 0 | 0 | 0 | 0 | 0 | 0 | 0 | 0 | 0 | 0 | 0 | 0 | 0 | 0 | 0 | 0 | 0 | 0 | 0 | 2402 | 3146 | 4787 | 4590 | 6471 | 6113 | 6020 | 5691 | 4941 | 3592 | 2569 | 1955 | 2402 | 3146 | 4787 | 4590 | 6471 | 6113 | 6020 | 5691 | 4941 | 3592 | 2569 | 1955 | 273.959 | 358.841 | 546.007 | 523.513 | 738.054 | 697.31 | 686.7 | 649.139 | 563.62 | 409.771 | 293.057 | 223.029 | 0 | 0 | 52277 | 52277 | 5963 | 2020 | solar PV | TRUE
62843 | N | . | Garnet Solar (NY) | AEP Onsite Partners, LLC | 60571 | NY | MAT | NPCC |  | 22 | 2 | NAICS-22 Non-Cogen | PV | SUN | SUN | NYIS | A |  | 0 | 0 | 0 | 0 | 0 | 0 | 0 | 0 | 0 | 0 | 0 | 0 | 0 | 0 | 0 | 0 | 0 | 0 | 0 | 0 | 0 | 0 | 0 | 0 | 0 | 0 | 0 | 0 | 0 | 0 | 0 | 0 | 0 | 0 | 0 | 0 | 1371 | 1530 | 2213 | 2219 | 2914 | 2929 | 2786 | 2365 | 2326 | 1652 | 1521 | 1029 | 1371 | 1530 | 2213 | 2219 | 2914 | 2929 | 2786 | 2365 | 2326 | 1652 | 1521 | 1029 | 156.352 | 174.561 | 252.4 | 253.091 | 332.357 | 334.113 | 317.771 | 269.81 | 265.34 | 188.379 | 173.479 | 117.347 | 0 | 0 | 24855 | 24855 | 2835 | 2020 | solar PV | TRUE
62845 | N | . | ENGIE Long Draw Solar LLC | Engie North America | 56201 | TX | WSC | TRE |  | 22 | 2 | NAICS-22 Non-Cogen | PV | SUN | SUN | ERCO | M |  | . | . | . | . | . | . | . | . | . | . | . | 0 | . | . | . | . | . | . | . | . | . | . | . | 0 | . | . | . | . | . | . | . | . | . | . | . | 0 | . | . | . | . | . | . | . | . | . | . | . | 763 | . | . | . | . | . | . | . | . | . | . | . | 763 | . | . | . | . | . | . | . | . | . | . | . | 87 | 0 | 0 | 763 | 763 | 87 | 2020 | solar PV | TRUE
62847 | N | . | Fennimore Solar | Butter Solar, LLC | 62662 | WI | ENC | MRO |  | 22 | 2 | NAICS-22 Non-Cogen | PV | SUN | SUN | MISO | A |  | 0 | 0 | 0 | 0 | 0 | 0 | 0 | 0 | 0 | 0 | 0 | 0 | 0 | 0 | 0 | 0 | 0 | 0 | 0 | 0 | 0 | 0 | 0 | 0 | 0 | 0 | 0 | 0 | 0 | 0 | 0 | 0 | 0 | 0 | 0 | 0 | 1094 | 3088 | 3317 | 4700 | 5347 | 4899 | 6038 | 5258 | 3525 | 2718 | 1828 | 1225 | 1094 | 3088 | 3317 | 4700 | 5347 | 4899 | 6038 | 5258 | 3525 | 2718 | 1828 | 1225 | 124.733 | 352.197 | 378.407 | 536.136 | 609.851 | 558.835 | 688.716 | 599.789 | 402.043 | 310.074 | 208.51 | 139.709 | 0 | 0 | 43037 | 43037 | 4909 | 2020 | solar PV | TRUE
62848 | N | . | New Lisbon Solar | Butter Solar, LLC | 62662 | WI | ENC | MRO |  | 22 | 2 | NAICS-22 Non-Cogen | PV | SUN | SUN | MISO | A |  | 0 | 0 | 0 | 0 | 0 | 0 | 0 | 0 | 0 | 0 | 0 | 0 | 0 | 0 | 0 | 0 | 0 | 0 | 0 | 0 | 0 | 0 | 0 | 0 | 0 | 0 | 0 | 0 | 0 | 0 | 0 | 0 | 0 | 0 | 0 | 0 | 868 | 2452 | 2634 | 3732 | 4245 | 3890 | 4794 | 4175 | 2799 | 2159 | 1452 | 973 | 868 | 2452 | 2634 | 3732 | 4245 | 3890 | 4794 | 4175 | 2799 | 2159 | 1452 | 973 | 99.043 | 279.663 | 300.475 | 425.72 | 484.254 | 443.744 | 546.876 | 476.263 | 319.243 | 246.215 | 165.568 | 110.936 | 0 | 0 | 34173 | 34173 | 3898 | 2020 | solar PV | TRUE
62849 | N | . | Cumberland Solar | Butter Solar, LLC | 62662 | WI | ENC | MRO |  | 22 | 2 | NAICS-22 Non-Cogen | PV | SUN | SUN | MISO | A |  | 0 | 0 | 0 | 0 | 0 | 0 | 0 | 0 | 0 | 0 | 0 | 0 | 0 | 0 | 0 | 0 | 0 | 0 | 0 | 0 | 0 | 0 | 0 | 0 | 0 | 0 | 0 | 0 | 0 | 0 | 0 | 0 | 0 | 0 | 0 | 0 | 943 | 2662 | 2860 | 4052 | 4609 | 4224 | 5205 | 4533 | 3039 | 2344 | 1576 | 1056 | 943 | 2662 | 2860 | 4052 | 4609 | 4224 | 5205 | 4533 | 3039 | 2344 | 1576 | 1056 | 107.528 | 303.626 | 326.221 | 462.197 | 525.747 | 481.767 | 593.735 | 517.072 | 346.598 | 267.312 | 179.755 | 120.442 | 0 | 0 | 37103 | 37103 | 4232 | 2020 | solar PV | TRUE
62856 | N | . | Marengo Battery Storage LLC | Marengo Battery Storage LLC | 62707 | IL | ENC | RFC |  | 22 | 2 | NAICS-22 Non-Cogen | BA | MWH | OTH | PJM | M | megawatthours | 47 | 53 | 39 | 30 | 21 | 18 | 20 | 20 | 32 | 44 | 51 | 86 | 47 | 53 | 39 | 30 | 21 | 18 | 20 | 20 | 32 | 44 | 51 | 86 | 0 | 0 | 0 | 0 | 0 | 0 | 0 | 0 | 0 | 0 | 0 | 0 | 0 | 0 | 0 | 0 | 0 | 0 | 0 | 0 | 0 | 0 | 0 | 0 | 0 | 0 | 0 | 0 | 0 | 0 | 0 | 0 | 0 | 0 | 0 | 0 | -47 | -53 | -39 | -30 | 0 | 0 | 0 | -20 | -32 | -44 | -51 | -86 | 461 | 461 | 0 | 0 | -402 | 2020 | other | TRUE
62858 | N | . | Cashton Solar | Butter Solar, LLC | 62662 | WI | ENC | MRO |  | 22 | 2 | NAICS-22 Non-Cogen | PV | SUN | SUN | MISO | A |  | 0 | 0 | 0 | 0 | 0 | 0 | 0 | 0 | 0 | 0 | 0 | 0 | 0 | 0 | 0 | 0 | 0 | 0 | 0 | 0 | 0 | 0 | 0 | 0 | 0 | 0 | 0 | 0 | 0 | 0 | 0 | 0 | 0 | 0 | 0 | 0 | 943 | 2662 | 2860 | 4052 | 4609 | 4224 | 5205 | 4533 | 3039 | 2344 | 1576 | 1056 | 943 | 2662 | 2860 | 4052 | 4609 | 4224 | 5205 | 4533 | 3039 | 2344 | 1576 | 1056 | 107.528 | 303.626 | 326.221 | 462.197 | 525.747 | 481.767 | 593.735 | 517.072 | 346.598 | 267.312 | 179.755 | 120.442 | 0 | 0 | 37103 | 37103 | 4232 | 2020 | solar PV | TRUE
62859 | N | . | Coventry Clean Energy Corporation | Washington Electric Coop - (VT) | 20151 | VT | NEW | NPCC |  | 22 | 1 | Electric Utility | IC | LFG | MLG | ISNE | A | mcf | 107139 | 95495 | 107873 | 100226 | 106973 | 89168 | 101832 | 107528 | 102185 | 111205 | 97848 | 103237 | 107139 | 95495 | 107873 | 100226 | 106973 | 89168 | 101832 | 107528 | 102185 | 111205 | 97848 | 103237 | 0.486 | 0.486 | 0.486 | 0.486 | 0.486 | 0.486 | 0.486 | 0.486 | 0.486 | 0.486 | 0.486 | 0.486 | 52070 | 46411 | 52426 | 48710 | 51989 | 43336 | 49490 | 52259 | 49662 | 54046 | 47554 | 50173 | 52070 | 46411 | 52426 | 48710 | 51989 | 43336 | 49490 | 52259 | 49662 | 54046 | 47554 | 50173 | 5064.021 | 4513.608 | 5098.654 | 4737.211 | 5056.117 | 4214.552 | 4813.142 | 5082.372 | 4829.805 | 5256.132 | 4624.832 | 4879.554 | 1230709 | 1230709 | 598126 | 598126 | 58170 | 2020 | biomass | TRUE
62860 | N | . | Chambers Road Solar | Chambers Road Solar LLC | 62881 | NY | MAT | NPCC |  | 22 | 2 | NAICS-22 Non-Cogen | PV | SUN | SUN | NYIS | A |  | . | . | . | . | . | . | . | . | . | . | . | 0 | . | . | . | . | . | . | . | . | . | . | . | 0 | . | . | . | . | . | . | . | . | . | . | . | 0 | . | . | . | . | . | . | . | . | . | . | . | 9 | . | . | . | . | . | . | . | . | . | . | . | 9 | . | . | . | . | . | . | . | . | . | . | . | 1 | 0 | 0 | 9 | 9 | 1 | 2020 | solar PV | TRUE
62861 | N | . | Forest City Solar | Butter Solar, LLC | 62662 | IA | WNC | MRO |  | 22 | 2 | NAICS-22 Non-Cogen | PV | SUN | SUN | MISO | A |  | 0 | 0 | 0 | 0 | 0 | 0 | 0 | 0 | 0 | 0 | 0 | 0 | 0 | 0 | 0 | 0 | 0 | 0 | 0 | 0 | 0 | 0 | 0 | 0 | 0 | 0 | 0 | 0 | 0 | 0 | 0 | 0 | 0 | 0 | 0 | 0 | 1491 | 3139 | 3782 | 4957 | 5081 | 5620 | 5426 | 5387 | 3880 | 2911 | 2290 | 1538 | 1491 | 3139 | 3782 | 4957 | 5081 | 5620 | 5426 | 5387 | 3880 | 2911 | 2290 | 1538 | 170.071 | 358.001 | 431.43 | 565.383 | 579.506 | 641.047 | 618.865 | 614.474 | 442.515 | 332.097 | 261.198 | 175.413 | 0 | 0 | 45502 | 45502 | 5190 | 2020 | solar PV | TRUE
62862 | N | . | Nabb Battery Energy Storage System | Duke Energy Indiana, LLC | 15470 | IN | ENC | RFC |  | 22 | 1 | Electric Utility | BA | MWH | OTH | MISO | A | megawatthours | . | . | . | . | . | . | . | . | . | . | . | 77 | . | . | . | . | . | . | . | . | . | . | . | 77 | . | . | . | . | . | . | . | . | . | . | . | 0 | . | . | . | . | . | . | . | . | . | . | . | 0 | . | . | . | . | . | . | . | . | . | . | . | 0 | . | . | . | . | . | . | . | . | . | . | . | -14 | 77 | 77 | 0 | 0 | -14 | 2020 | other | TRUE
62868 | N | . | Elroy Solar | Butter Solar, LLC | 62662 | WI | ENC | MRO |  | 22 | 2 | NAICS-22 Non-Cogen | PV | SUN | SUN | MISO | A |  | 0 | 0 | 0 | 0 | 0 | 0 | 0 | 0 | 0 | 0 | 0 | 0 | 0 | 0 | 0 | 0 | 0 | 0 | 0 | 0 | 0 | 0 | 0 | 0 | 0 | 0 | 0 | 0 | 0 | 0 | 0 | 0 | 0 | 0 | 0 | 0 | 517 | 1460 | 1569 | 2222 | 2528 | 2316 | 2855 | 2486 | 1667 | 1285 | 864 | 579 | 517 | 1460 | 1569 | 2222 | 2528 | 2316 | 2855 | 2486 | 1667 | 1285 | 864 | 579 | 58.973 | 166.521 | 178.913 | 253.488 | 288.341 | 264.22 | 325.628 | 283.583 | 190.088 | 146.605 | 98.585 | 66.055 | 0 | 0 | 20348 | 20348 | 2321 | 2020 | solar PV | TRUE
62869 | N | . | St. Charles Solar | Butter Solar, LLC | 62662 | MN | WNC | MRO |  | 22 | 2 | NAICS-22 Non-Cogen | PV | SUN | SUN | MISO | A |  | 0 | 0 | 0 | 0 | 0 | 0 | 0 | 0 | 0 | 0 | 0 | 0 | 0 | 0 | 0 | 0 | 0 | 0 | 0 | 0 | 0 | 0 | 0 | 0 | 0 | 0 | 0 | 0 | 0 | 0 | 0 | 0 | 0 | 0 | 0 | 0 | 1000 | 2217 | 2690 | 3556 | 3699 | 4009 | 3866 | 3828 | 2699 | 2020 | 1546 | 968 | 1000 | 2217 | 2690 | 3556 | 3699 | 4009 | 3866 | 3828 | 2699 | 2020 | 1546 | 968 | 114.017 | 252.848 | 306.777 | 405.582 | 421.889 | 457.28 | 440.942 | 436.618 | 307.893 | 230.416 | 176.336 | 110.402 | 0 | 0 | 32098 | 32098 | 3661 | 2020 | solar PV | TRUE
62870 | N | . | Gardner - Otter River Road | Otter River Road Solar LLC | 62739 | MA | NEW | NPCC |  | 22 | 2 | NAICS-22 Non-Cogen | PV | SUN | SUN | ISNE | A |  | 0 | 0 | 0 | 0 | 0 | 0 | 0 | 0 | 0 | 0 | 0 | 0 | 0 | 0 | 0 | 0 | 0 | 0 | 0 | 0 | 0 | 0 | 0 | 0 | 0 | 0 | 0 | 0 | 0 | 0 | 0 | 0 | 0 | 0 | 0 | 0 | 1636 | 2143 | 3260 | 3126 | 4407 | 4163 | 4100 | 3876 | 3365 | 2447 | 1750 | 1332 | 1636 | 2143 | 3260 | 3126 | 4407 | 4163 | 4100 | 3876 | 3365 | 2447 | 1750 | 1332 | 186.575 | 244.383 | 371.849 | 356.53 | 502.639 | 474.891 | 467.665 | 442.085 | 383.844 | 279.067 | 199.582 | 151.89 | 0 | 0 | 35605 | 35605 | 4061 | 2020 | solar PV | TRUE
62871 | N | . | Boiling Springs Wind Farm | RWE Renewables Americas LLC | 56215 | OK | WSC | MRO |  | 22 | 2 | NAICS-22 Non-Cogen | WT | WND | WND | SWPP | M |  | . | . | . | . | . | . | . | . | . | . | . | 0 | . | . | . | . | . | . | . | . | . | . | . | 0 | . | . | . | . | . | . | . | . | . | . | . | 0 | . | . | . | . | . | . | . | . | . | . | . | 175612 | . | . | . | . | . | . | . | . | . | . | . | 175612 | . | . | . | . | . | . | . | . | . | . | . | 20031 | 0 | 0 | 175612 | 175612 | 20031 | 2020 | onshore wind | TRUE
62873 | Y | . | Carolina Poultry Power Farmville | Carolina Poultry Power | 62749 | NC | SAT | SERC |  | 22 | 3 | NAICS-22 Cogen | ST | AB | ORW | SEPA | A | short tons | 2888 | 2761 | 3073 | 2849 | 2803 | 2474 | 2684 | 2711 | 2505 | 2529 | 2618 | 3020 | 367 | 351 | 391 | 362 | 357 | 315 | 341 | 345 | 319 | 322 | 333 | 384 | 10.29 | 10.29 | 10.29 | 10.29 | 10.29 | 10.29 | 10.29 | 10.29 | 10.29 | 10.29 | 10.29 | 10.29 | 29718 | 28411 | 31621 | 29316 | 28843 | 25457 | 27618 | 27896 | 25776 | 26023 | 26939 | 31076 | 3779 | 3614 | 4022 | 3729 | 3669 | 3239 | 3513 | 3548 | 3279 | 3310 | 3427 | 3953 | 189.635 | 181.351 | 201.84 | 187.152 | 184.142 | 162.527 | 176.3 | 178.038 | 164.544 | 166.108 | 171.968 | 198.395 | 32915 | 4187 | 338694 | 43082 | 2162 | 2020 | biomass | TRUE
62876 | N | . | Amazon Maryland DCA1 | Westbound Solar LLC | 62715 | MD | SAT | RFC |  | 441 | 4 | Commercial NAICS Non-Cogen | PV | SUN | SUN | PJM | A |  | 0 | 0 | 0 | 0 | 0 | 0 | 0 | 0 | 0 | 0 | 0 | 0 | 0 | 0 | 0 | 0 | 0 | 0 | 0 | 0 | 0 | 0 | 0 | 0 | 0 | 0 | 0 | 0 | 0 | 0 | 0 | 0 | 0 | 0 | 0 | 0 | 1259 | 1430 | 1817 | 2038 | 2330 | 2511 | 2495 | 2080 | 1845 | 1584 | 1430 | 1054 | 1259 | 1430 | 1817 | 2038 | 2330 | 2511 | 2495 | 2080 | 1845 | 1584 | 1430 | 1054 | 143.632 | 163.15 | 207.264 | 232.499 | 265.777 | 286.383 | 284.535 | 237.216 | 210.491 | 180.648 | 163.14 | 120.265 | 0 | 0 | 21873 | 21873 | 2495 | 2020 | solar PV | FALSE
62877 | N | . | Amazon Denver DEN3 | Westbound Solar LLC | 62715 | CO | MTN | WECC |  | 441 | 4 | Commercial NAICS Non-Cogen | PV | SUN | SUN | PSCO | A |  | 0 | 0 | 0 | 0 | 0 | 0 | 0 | 0 | 0 | 0 | 0 | 0 | 0 | 0 | 0 | 0 | 0 | 0 | 0 | 0 | 0 | 0 | 0 | 0 | 0 | 0 | 0 | 0 | 0 | 0 | 0 | 0 | 0 | 0 | 0 | 0 | 3876 | 4083 | 6254 | 6990 | 8116 | 7869 | 8155 | 6647 | 6478 | 4881 | 4206 | 3178 | 3876 | 4083 | 6254 | 6990 | 8116 | 7869 | 8155 | 6647 | 6478 | 4881 | 4206 | 3178 | 442.064 | 465.671 | 713.38 | 797.275 | 925.801 | 897.552 | 930.236 | 758.161 | 738.887 | 556.732 | 479.75 | 362.491 | 0 | 0 | 70733 | 70733 | 8068 | 2020 | solar PV | FALSE
62878 | N | . | McCleskey Cotton | Westbound Solar LLC | 62715 | GA | SAT | SERC |  | 22 | 2 | NAICS-22 Non-Cogen | PV | SUN | SUN | SOCO | A |  | 0 | 0 | 0 | 0 | 0 | 0 | 0 | 0 | 0 | 0 | 0 | 0 | 0 | 0 | 0 | 0 | 0 | 0 | 0 | 0 | 0 | 0 | 0 | 0 | 0 | 0 | 0 | 0 | 0 | 0 | 0 | 0 | 0 | 0 | 0 | 0 | 1896 | 1953 | 2686 | 3282 | 3797 | 3218 | 3485 | 3173 | 2501 | 2553 | 2123 | 2043 | 1896 | 1953 | 2686 | 3282 | 3797 | 3218 | 3485 | 3173 | 2501 | 2553 | 2123 | 2043 | 216.261 | 222.816 | 306.348 | 374.359 | 433.074 | 367.089 | 397.526 | 361.878 | 285.313 | 291.182 | 242.144 | 233.01 | 0 | 0 | 32710 | 32710 | 3731 | 2020 | solar PV | TRUE
62879 | N | . | Columbia Bryson | Westbound Solar LLC | 62715 | GA | SAT | SERC |  | 22 | 2 | NAICS-22 Non-Cogen | PV | SUN | SUN | SOCO | A |  | 0 | 0 | 0 | 0 | 0 | 0 | 0 | 0 | 0 | 0 | 0 | 0 | 0 | 0 | 0 | 0 | 0 | 0 | 0 | 0 | 0 | 0 | 0 | 0 | 0 | 0 | 0 | 0 | 0 | 0 | 0 | 0 | 0 | 0 | 0 | 0 | 1416 | 1459 | 2006 | 2452 | 2836 | 2404 | 2603 | 2370 | 1868 | 1907 | 1586 | 1526 | 1416 | 1459 | 2006 | 2452 | 2836 | 2404 | 2603 | 2370 | 1868 | 1907 | 1586 | 1526 | 161.544 | 166.44 | 228.837 | 279.64 | 323.5 | 274.21 | 296.946 | 270.317 | 213.124 | 217.509 | 180.878 | 174.055 | 0 | 0 | 24433 | 24433 | 2787 | 2020 | solar PV | TRUE
62880 | N | . | Bibb Jones | Westbound Solar LLC | 62715 | GA | SAT | SERC |  | 22 | 2 | NAICS-22 Non-Cogen | PV | SUN | SUN | SOCO | A |  | 0 | 0 | 0 | 0 | 0 | 0 | 0 | 0 | 0 | 0 | 0 | 0 | 0 | 0 | 0 | 0 | 0 | 0 | 0 | 0 | 0 | 0 | 0 | 0 | 0 | 0 | 0 | 0 | 0 | 0 | 0 | 0 | 0 | 0 | 0 | 0 | 1009 | 1040 | 1430 | 1747 | 2021 | 1713 | 1855 | 1689 | 1331 | 1359 | 1130 | 1087 | 1009 | 1040 | 1430 | 1747 | 2021 | 1713 | 1855 | 1689 | 1331 | 1359 | 1130 | 1087 | 115.116 | 118.604 | 163.068 | 199.27 | 230.524 | 195.4 | 211.602 | 192.626 | 151.871 | 154.995 | 128.893 | 124.031 | 0 | 0 | 17411 | 17411 | 1986 | 2020 | solar PV | TRUE
62881 | N | . | Muscogee Public Works | Westbound Solar LLC | 62715 | GA | SAT | SERC |  | 22 | 2 | NAICS-22 Non-Cogen | PV | SUN | SUN | SOCO | A |  | 0 | 0 | 0 | 0 | 0 | 0 | 0 | 0 | 0 | 0 | 0 | 0 | 0 | 0 | 0 | 0 | 0 | 0 | 0 | 0 | 0 | 0 | 0 | 0 | 0 | 0 | 0 | 0 | 0 | 0 | 0 | 0 | 0 | 0 | 0 | 0 | 1466 | 1510 | 2077 | 2538 | 2936 | 2489 | 2695 | 2453 | 1934 | 1974 | 1642 | 1580 | 1466 | 1510 | 2077 | 2538 | 2936 | 2489 | 2695 | 2453 | 1934 | 1974 | 1642 | 1580 | 167.225 | 172.293 | 236.884 | 289.473 | 334.875 | 283.852 | 307.387 | 279.822 | 220.619 | 225.157 | 187.238 | 180.175 | 0 | 0 | 25294 | 25294 | 2885 | 2020 | solar PV | TRUE
62882 | N | . | Oil Dri 2 Solar | Westbound Solar LLC | 62715 | GA | SAT | SERC |  | 22 | 2 | NAICS-22 Non-Cogen | PV | SUN | SUN | SOCO | A |  | 0 | 0 | 0 | 0 | 0 | 0 | 0 | 0 | 0 | 0 | 0 | 0 | 0 | 0 | 0 | 0 | 0 | 0 | 0 | 0 | 0 | 0 | 0 | 0 | 0 | 0 | 0 | 0 | 0 | 0 | 0 | 0 | 0 | 0 | 0 | 0 | 1475 | 1520 | 2090 | 2554 | 2954 | 2504 | 2712 | 2469 | 1946 | 1986 | 1652 | 1589 | 1475 | 1520 | 2090 | 2554 | 2954 | 2504 | 2712 | 2469 | 1946 | 1986 | 1652 | 1589 | 168.268 | 173.368 | 238.362 | 291.279 | 336.964 | 285.623 | 309.305 | 281.568 | 221.995 | 226.562 | 188.407 | 181.299 | 0 | 0 | 25451 | 25451 | 2903 | 2020 | solar PV | TRUE
62883 | N | . | Telfair Thompson | Westbound Solar LLC | 62715 | GA | SAT | SERC |  | 22 | 2 | NAICS-22 Non-Cogen | PV | SUN | SUN | SOCO | A |  | 0 | 0 | 0 | 0 | 0 | 0 | 0 | 0 | 0 | 0 | 0 | 0 | 0 | 0 | 0 | 0 | 0 | 0 | 0 | 0 | 0 | 0 | 0 | 0 | 0 | 0 | 0 | 0 | 0 | 0 | 0 | 0 | 0 | 0 | 0 | 0 | 2187 | 2253 | 3098 | 3785 | 4379 | 3712 | 4019 | 3659 | 2885 | 2944 | 2448 | 2356 | 2187 | 2253 | 3098 | 3785 | 4379 | 3712 | 4019 | 3659 | 2885 | 2944 | 2448 | 2356 | 249.418 | 256.976 | 353.314 | 431.752 | 499.469 | 423.367 | 458.47 | 417.357 | 329.054 | 335.823 | 279.267 | 268.733 | 0 | 0 | 37725 | 37725 | 4303 | 2020 | solar PV | TRUE
62884 | N | . | Richmond Hayes Solar | Westbound Solar LLC | 62715 | GA | SAT | SERC |  | 22 | 2 | NAICS-22 Non-Cogen | PV | SUN | SUN | SOCO | A |  | 0 | 0 | 0 | 0 | 0 | 0 | 0 | 0 | 0 | 0 | 0 | 0 | 0 | 0 | 0 | 0 | 0 | 0 | 0 | 0 | 0 | 0 | 0 | 0 | 0 | 0 | 0 | 0 | 0 | 0 | 0 | 0 | 0 | 0 | 0 | 0 | 1543 | 1590 | 2186 | 2672 | 3091 | 2620 | 2837 | 2582 | 2036 | 2078 | 1728 | 1663 | 1543 | 1590 | 2186 | 2672 | 3091 | 2620 | 2837 | 2582 | 2036 | 2078 | 1728 | 1663 | 176.036 | 181.37 | 249.364 | 304.725 | 352.518 | 298.807 | 323.582 | 294.565 | 232.242 | 237.02 | 197.103 | 189.668 | 0 | 0 | 26626 | 26626 | 3037 | 2020 | solar PV | TRUE
62885 | N | . | Troup RC50 | Westbound Solar LLC | 62715 | GA | SAT | SERC |  | 22 | 2 | NAICS-22 Non-Cogen | PV | SUN | SUN | SOCO | A |  | 0 | 0 | 0 | 0 | 0 | 0 | 0 | 0 | 0 | 0 | 0 | 0 | 0 | 0 | 0 | 0 | 0 | 0 | 0 | 0 | 0 | 0 | 0 | 0 | 0 | 0 | 0 | 0 | 0 | 0 | 0 | 0 | 0 | 0 | 0 | 0 | 2261 | 2330 | 3203 | 3914 | 4528 | 3838 | 4157 | 3784 | 2983 | 3045 | 2532 | 2436 | 2261 | 2330 | 3203 | 3914 | 4528 | 3838 | 4157 | 3784 | 2983 | 3045 | 2532 | 2436 | 257.938 | 265.755 | 365.384 | 446.501 | 516.532 | 437.83 | 474.133 | 431.615 | 340.295 | 347.296 | 288.808 | 277.913 | 0 | 0 | 39011 | 39011 | 4450 | 2020 | solar PV | TRUE
62886 | N | . | Wilkinson DeFore | Westbound Solar LLC | 62715 | GA | SAT | SERC |  | 22 | 2 | NAICS-22 Non-Cogen | PV | SUN | SUN | SOCO | A |  | 0 | 0 | 0 | 0 | 0 | 0 | 0 | 0 | 0 | 0 | 0 | 0 | 0 | 0 | 0 | 0 | 0 | 0 | 0 | 0 | 0 | 0 | 0 | 0 | 0 | 0 | 0 | 0 | 0 | 0 | 0 | 0 | 0 | 0 | 0 | 0 | 2298 | 2368 | 3255 | 3978 | 4602 | 3901 | 4224 | 3845 | 3032 | 3094 | 2573 | 2476 | 2298 | 2368 | 3255 | 3978 | 4602 | 3901 | 4224 | 3845 | 3032 | 3094 | 2573 | 2476 | 262.111 | 270.055 | 371.296 | 453.726 | 524.889 | 444.914 | 481.804 | 438.598 | 345.801 | 352.915 | 293.481 | 282.41 | 0 | 0 | 39646 | 39646 | 4522 | 2020 | solar PV | TRUE
62887 | N | . | Freeman Avenue | Westbound Solar LLC | 62715 | GA | SAT | SERC |  | 22 | 2 | NAICS-22 Non-Cogen | PV | SUN | SUN | SOCO | A |  | 0 | 0 | 0 | 0 | 0 | 0 | 0 | 0 | 0 | 0 | 0 | 0 | 0 | 0 | 0 | 0 | 0 | 0 | 0 | 0 | 0 | 0 | 0 | 0 | 0 | 0 | 0 | 0 | 0 | 0 | 0 | 0 | 0 | 0 | 0 | 0 | 1483 | 1528 | 2101 | 2568 | 2970 | 2518 | 2727 | 2482 | 1957 | 1997 | 1661 | 1598 | 1483 | 1528 | 2101 | 2568 | 2970 | 2518 | 2727 | 2482 | 1957 | 1997 | 1661 | 1598 | 169.196 | 174.323 | 239.675 | 292.885 | 338.821 | 287.197 | 311.01 | 283.12 | 223.219 | 227.81 | 189.445 | 182.299 | 0 | 0 | 25590 | 25590 | 2919 | 2020 | solar PV | TRUE
62890 | N | . | GSPP Boxborough Littleton (MA) | GSPP Boxborough Littleton, LLC | 62762 | MA | NEW | NPCC |  | 22 | 2 | NAICS-22 Non-Cogen | PV | SUN | SUN | ISNE | A |  | 0 | 0 | 0 | 0 | 0 | 0 | 0 | 0 | 0 | 0 | 0 | 0 | 0 | 0 | 0 | 0 | 0 | 0 | 0 | 0 | 0 | 0 | 0 | 0 | 0 | 0 | 0 | 0 | 0 | 0 | 0 | 0 | 0 | 0 | 0 | 0 | 2330 | 3053 | 4645 | 4453 | 6278 | 5932 | 5842 | 5522 | 4795 | 3486 | 2493 | 1897 | 2330 | 3053 | 4645 | 4453 | 6278 | 5932 | 5842 | 5522 | 4795 | 3486 | 2493 | 1897 | 265.826 | 348.19 | 529.8 | 507.974 | 716.146 | 676.612 | 666.317 | 629.871 | 546.89 | 397.607 | 284.358 | 216.409 | 0 | 0 | 50726 | 50726 | 5786 | 2020 | solar PV | TRUE
62891 | N | . | Rosewater Wind Farm | Rosewater Wind Farm LLC | 62761 | IN | ENC | RFC |  | 22 | 2 | NAICS-22 Non-Cogen | WT | WND | WND | MISO | M |  | . | . | . | . | . | . | . | . | . | . | . | 0 | . | . | . | . | . | . | . | . | . | . | . | 0 | . | . | . | . | . | . | . | . | . | . | . | 0 | . | . | . | . | . | . | . | . | . | . | . | 202930 | . | . | . | . | . | . | . | . | . | . | . | 202930 | . | . | . | . | . | . | . | . | . | . | . | 23147 | 0 | 0 | 202930 | 202930 | 23147 | 2020 | onshore wind | TRUE
62897 | N | . | Holiday Hill Community Wind | Greenbacker Renewable Energy Corporation | 60025 | MA | NEW | NPCC |  | 22 | 2 | NAICS-22 Non-Cogen | WT | WND | WND | ISNE | A |  | 0 | 0 | 0 | 0 | 0 | 0 | 0 | 0 | 0 | 0 | 0 | 0 | 0 | 0 | 0 | 0 | 0 | 0 | 0 | 0 | 0 | 0 | 0 | 0 | 0 | 0 | 0 | 0 | 0 | 0 | 0 | 0 | 0 | 0 | 0 | 0 | 6666 | 7104 | 8951 | 10285 | 8533 | 4708 | 4950 | 5569 | 6245 | 6644 | 11009 | 10111 | 6666 | 7104 | 8951 | 10285 | 8533 | 4708 | 4950 | 5569 | 6245 | 6644 | 11009 | 10111 | 760.369 | 810.318 | 1020.988 | 1173.114 | 973.319 | 536.999 | 564.611 | 635.204 | 712.308 | 757.829 | 1255.689 | 1153.252 | 0 | 0 | 90775 | 90775 | 10354 | 2020 | onshore wind | TRUE
62898 | N | . | Town of Burrillville Solar CSG | Standard Solar | 60531 | RI | NEW | NPCC |  | 22 | 2 | NAICS-22 Non-Cogen | PV | SUN | SUN | ISNE | A |  | . | . | . | . | . | . | . | . | . | 0 | 0 | 0 | . | . | . | . | . | . | . | . | . | 0 | 0 | 0 | . | . | . | . | . | . | . | . | . | 0 | 0 | 0 | . | . | . | . | . | . | . | . | . | 2605 | 1958 | 1224 | . | . | . | . | . | . | . | . | . | 2605 | 1958 | 1224 | . | . | . | . | . | . | . | . | . | 297.086 | 223.331 | 139.583 | 0 | 0 | 5787 | 5787 | 660 | 2020 | solar PV | TRUE
62899 | N | . | East Line Solar | AES Distributed Energy | 61012 | AZ | MTN | WECC |  | 22 | 2 | NAICS-22 Non-Cogen | PV | SUN | SUN | SRP | M |  | . | . | . | . | . | . | . | . | . | . | . | 0 | . | . | . | . | . | . | . | . | . | . | . | 0 | . | . | . | . | . | . | . | . | . | . | . | 0 | . | . | . | . | . | . | . | . | . | . | . | 0 | . | . | . | . | . | . | . | . | . | . | . | 0 | . | . | . | . | . | . | . | . | . | . | . | 0 | 0 | 0 | 0 | 0 | 0 | 2020 | solar PV | TRUE
62900 | N | . | Somerville Solar | Somerville Solar, LLC | 62766 | TN | ESC | SERC |  | 22 | 2 | NAICS-22 Non-Cogen | PV | SUN | SUN | TVA | A |  | 0 | 0 | 0 | 0 | 0 | 0 | 0 | 0 | 0 | 0 | 0 | 0 | 0 | 0 | 0 | 0 | 0 | 0 | 0 | 0 | 0 | 0 | 0 | 0 | 0 | 0 | 0 | 0 | 0 | 0 | 0 | 0 | 0 | 0 | 0 | 0 | 1375 | 1639 | 2008 | 3122 | 3550 | 3647 | 3624 | 3132 | 2601 | 2325 | 2011 | 1589 | 1375 | 1639 | 2008 | 3122 | 3550 | 3647 | 3624 | 3132 | 2601 | 2325 | 2011 | 1589 | 156.824 | 186.906 | 229.021 | 356.136 | 404.955 | 415.941 | 413.394 | 357.251 | 296.702 | 265.174 | 229.434 | 181.262 | 0 | 0 | 30623 | 30623 | 3493 | 2020 | solar PV | TRUE
62901 | Y | . | Phoenix Contact - CCHP Plant | Phoenix Contact Services, Inc | 62767 | PA | MAT | RFC |  | 339 | 7 | Industrial NAICS Cogen | GT | NG | NG | PJM | A | mcf | 7081 | 6472 | 6401 | 5024 | 5271 | 7027 | 8899 | 8789 | 7868 | 6800 | 5164 | 7304 | 6304 | 5762 | 5699 | 4474 | 4693 | 6257 | 7923 | 7826 | 7006 | 6055 | 4598 | 6503 | 1.039 | 1.039 | 1.039 | 1.039 | 1.039 | 1.039 | 1.039 | 1.039 | 1.039 | 1.039 | 1.039 | 1.039 | 7357 | 6724 | 6651 | 5220 | 5477 | 7301 | 9246 | 9132 | 8175 | 7065 | 5365 | 7589 | 6550 | 5987 | 5921 | 4648 | 4876 | 6501 | 8232 | 8131 | 7279 | 6291 | 4777 | 6757 | 558.796 | 510.829 | 505.202 | 396.569 | 416.035 | 554.64 | 702.353 | 693.685 | 621.046 | 536.747 | 407.57 | 576.528 | 82100 | 73100 | 85302 | 75950 | 6480 | 2020 | natural gas peaker | FALSE
62902 | N | . | Windsor Floating Solar | CA ODEVI LLC | 62772 | CA | PACC | WECC |  | 22 | 2 | NAICS-22 Non-Cogen | PV | SUN | SUN | CISO | A |  | . | . | . | . | . | . | . | . | . | . | 0 | 0 | . | . | . | . | . | . | . | . | . | . | 0 | 0 | . | . | . | . | . | . | . | . | . | . | 0 | 0 | . | . | . | . | . | . | . | . | . | . | 1326 | 1050 | . | . | . | . | . | . | . | . | . | . | 1326 | 1050 | . | . | . | . | . | . | . | . | . | . | 151.249 | 119.751 | 0 | 0 | 2376 | 2376 | 271 | 2020 | solar PV | TRUE
62903 | N | . | NorthPark Solar | NorthPark Solar, LLC | 62771 | NJ | MAT | RFC |  | 22 | 2 | NAICS-22 Non-Cogen | PV | SUN | SUN | PJM | A |  | 0 | 0 | 0 | 0 | 0 | 0 | 0 | 0 | 0 | 0 | 0 | 0 | 0 | 0 | 0 | 0 | 0 | 0 | 0 | 0 | 0 | 0 | 0 | 0 | 0 | 0 | 0 | 0 | 0 | 0 | 0 | 0 | 0 | 0 | 0 | 0 | 7406 | 8321 | 11917 | 12392 | 16218 | 17025 | 16035 | 13855 | 12730 | 9193 | 8435 | 5842 | 7406 | 8321 | 11917 | 12392 | 16218 | 17025 | 16035 | 13855 | 12730 | 9193 | 8435 | 5842 | 844.753 | 949.086 | 1359.309 | 1413.532 | 1849.932 | 1941.924 | 1828.991 | 1580.314 | 1452.049 | 1048.557 | 962.174 | 666.379 | 0 | 0 | 139369 | 139369 | 15897 | 2020 | solar PV | TRUE
62904 | N | . | Milhurst Solar | NorthPark Solar, LLC | 62771 | NJ | MAT | RFC |  | 22 | 2 | NAICS-22 Non-Cogen | PV | SUN | SUN | PJM | A |  | 0 | 0 | 0 | 0 | 0 | 0 | 0 | 0 | 0 | 0 | 0 | 0 | 0 | 0 | 0 | 0 | 0 | 0 | 0 | 0 | 0 | 0 | 0 | 0 | 0 | 0 | 0 | 0 | 0 | 0 | 0 | 0 | 0 | 0 | 0 | 0 | 1036 | 1164 | 1666 | 1733 | 2268 | 2381 | 2242 | 1937 | 1780 | 1285 | 1180 | 817 | 1036 | 1164 | 1666 | 1733 | 2268 | 2381 | 2242 | 1937 | 1780 | 1285 | 1180 | 817 | 118.129 | 132.718 | 190.083 | 197.665 | 258.69 | 271.554 | 255.762 | 220.987 | 203.051 | 146.628 | 134.548 | 93.185 | 0 | 0 | 19489 | 19489 | 2223 | 2020 | solar PV | TRUE
62905 | N | . | Day Four Solar LLC | Day Four Solar LLC | 62770 | NJ | MAT | RFC |  | 22 | 2 | NAICS-22 Non-Cogen | PV | SUN | SUN | PJM | A |  | 0 | 0 | 0 | 0 | 0 | 0 | 0 | 0 | 0 | 0 | 0 | 0 | 0 | 0 | 0 | 0 | 0 | 0 | 0 | 0 | 0 | 0 | 0 | 0 | 0 | 0 | 0 | 0 | 0 | 0 | 0 | 0 | 0 | 0 | 0 | 0 | 3535 | 3971 | 5688 | 5914 | 7740 | 8125 | 7653 | 6612 | 6076 | 4387 | 4026 | 2788 | 3535 | 3971 | 5688 | 5914 | 7740 | 8125 | 7653 | 6612 | 6076 | 4387 | 4026 | 2788 | 403.167 | 452.961 | 648.744 | 674.622 | 882.898 | 926.802 | 872.904 | 754.22 | 693.005 | 500.434 | 459.207 | 318.036 | 0 | 0 | 66515 | 66515 | 7587 | 2020 | solar PV | TRUE
62906 | N | . | Augusta Solar Farm | Augusta Solar Farm, LLC | 62769 | NJ | MAT | RFC |  | 22 | 2 | NAICS-22 Non-Cogen | PV | SUN | SUN | PJM | A |  | 0 | 0 | 0 | 0 | 0 | 0 | 0 | 0 | 0 | 0 | 0 | 0 | 0 | 0 | 0 | 0 | 0 | 0 | 0 | 0 | 0 | 0 | 0 | 0 | 0 | 0 | 0 | 0 | 0 | 0 | 0 | 0 | 0 | 0 | 0 | 0 | 2203 | 2475 | 3544 | 3686 | 4824 | 5063 | 4769 | 4121 | 3786 | 2734 | 2509 | 1738 | 2203 | 2475 | 3544 | 3686 | 4824 | 5063 | 4769 | 4121 | 3786 | 2734 | 2509 | 1738 | 251.242 | 282.272 | 404.278 | 420.405 | 550.197 | 577.556 | 543.969 | 470.008 | 431.861 | 311.856 | 286.165 | 198.191 | 0 | 0 | 41452 | 41452 | 4728 | 2020 | solar PV | TRUE
62907 | N | . | Hinesburg | Viridity Energy Solutions, Inc. | 61522 | VT | NEW | NPCC |  | 22 | 2 | NAICS-22 Non-Cogen | BA | MWH | OTH | ISNE | A | megawatthours | 394 | 349 | 401 | 376 | 385 | 343 | 382 | 389 | 378 | 402 | 379 | 395 | 394 | 349 | 401 | 376 | 385 | 343 | 382 | 389 | 378 | 402 | 379 | 395 | 0 | 0 | 0 | 0 | 0 | 0 | 0 | 0 | 0 | 0 | 0 | 0 | 0 | 0 | 0 | 0 | 0 | 0 | 0 | 0 | 0 | 0 | 0 | 0 | 0 | 0 | 0 | 0 | 0 | 0 | 0 | 0 | 0 | 0 | 0 | 0 | -36.269 | -32.109 | -36.915 | -34.658 | -35.461 | -31.604 | -35.197 | -35.803 | -34.794 | -36.997 | -34.869 | -36.324 | 4573 | 4573 | 0 | 0 | -421 | 2020 | other | TRUE
62908 | N | . | Anoka BESS | Gopher Energy Storage, LLC | 62731 | MN | WNC | MRO |  | 22 | 2 | NAICS-22 Non-Cogen | BA | MWH | OTH | MISO | M | megawatthours | 64 | 92 | 87 | 43 | 51 | 74 | 85 | 94 | 71 | 56 | 50 | 126 | 64 | 92 | 87 | 43 | 51 | 74 | 85 | 94 | 71 | 56 | 50 | 126 | 0 | 0 | 0 | 0 | 0 | 0 | 0 | 0 | 0 | 0 | 0 | 0 | 0 | 0 | 0 | 0 | 0 | 0 | 0 | 0 | 0 | 0 | 0 | 0 | 0 | 0 | 0 | 0 | 0 | 0 | 0 | 0 | 0 | 0 | 0 | 0 | -58 | -47 | -64 | -31 | -26 | -24 | -47 | -32 | -27 | -35 | -30 | -106 | 893 | 893 | 0 | 0 | -527 | 2020 | other | TRUE
62910 | N | . | MNCPPC Germantown Solar | Standard Solar | 60531 | MD | SAT | SERC |  | 22 | 2 | NAICS-22 Non-Cogen | PV | SUN | SUN | PJM | A |  | 0 | 0 | 0 | 0 | 0 | 0 | 0 | 0 | 0 | 0 | 0 | 0 | 0 | 0 | 0 | 0 | 0 | 0 | 0 | 0 | 0 | 0 | 0 | 0 | 0 | 0 | 0 | 0 | 0 | 0 | 0 | 0 | 0 | 0 | 0 | 0 | 757 | 859 | 1092 | 1225 | 1400 | 1508 | 1499 | 1249 | 1109 | 952 | 859 | 633 | 757 | 859 | 1092 | 1225 | 1400 | 1508 | 1499 | 1249 | 1109 | 952 | 859 | 633 | 86.293 | 98.021 | 124.524 | 139.686 | 159.679 | 172.059 | 170.949 | 142.52 | 126.464 | 108.534 | 98.015 | 72.256 | 0 | 0 | 13142 | 13142 | 1499 | 2020 | solar PV | TRUE
62911 | N | . | Kearsarge Gill | Kearsarge Gill LLC | 62773 | MA | NEW | NPCC |  | 22 | 2 | NAICS-22 Non-Cogen | PV | SUN | SUN | ISNE | A |  | 0 | 0 | 0 | 0 | 0 | 0 | 0 | 0 | 0 | 0 | 0 | 0 | 0 | 0 | 0 | 0 | 0 | 0 | 0 | 0 | 0 | 0 | 0 | 0 | 0 | 0 | 0 | 0 | 0 | 0 | 0 | 0 | 0 | 0 | 0 | 0 | 1316 | 1724 | 2623 | 2515 | 3546 | 3350 | 3299 | 3119 | 2708 | 1969 | 1408 | 1072 | 1316 | 1724 | 2623 | 2515 | 3546 | 3350 | 3299 | 3119 | 2708 | 1969 | 1408 | 1072 | 150.144 | 196.661 | 299.237 | 286.909 | 404.488 | 382.158 | 376.343 | 355.758 | 308.89 | 224.573 | 160.609 | 122.23 | 0 | 0 | 28649 | 28649 | 3268 | 2020 | solar PV | TRUE
62912 | N | . | Solar Hagerstown | Greenbacker Renewable Energy Corporation | 60025 | MD | SAT | RFC |  | 22 | 2 | NAICS-22 Non-Cogen | PV | SUN | SUN | PJM | A |  | . | . | . | . | . | . | . | . | . | . | 0 | 0 | . | . | . | . | . | . | . | . | . | . | 0 | 0 | . | . | . | . | . | . | . | . | . | . | 0 | 0 | . | . | . | . | . | . | . | . | . | . | 7565 | 5577 | . | . | . | . | . | . | . | . | . | . | 7565 | 5577 | . | . | . | . | . | . | . | . | . | . | 862.886 | 636.114 | 0 | 0 | 13142 | 13142 | 1499 | 2020 | solar PV | TRUE
62914 | N | . | Nassau Solar Center | Florida Power & Light Co | 6452 | FL | SAT | SERC |  | 22 | 1 | Electric Utility | PV | SUN | SUN | FPL | M |  | . | . | . | . | . | . | . | . | . | . | . | 0 | . | . | . | . | . | . | . | . | . | . | . | 0 | . | . | . | . | . | . | . | . | . | . | . | 0 | . | . | . | . | . | . | . | . | . | . | . | 54443 | . | . | . | . | . | . | . | . | . | . | . | 54443 | . | . | . | . | . | . | . | . | . | . | . | 6210 | 0 | 0 | 54443 | 54443 | 6210 | 2020 | solar PV | TRUE
62916 | N | . | Trailside Solar Center | Florida Power & Light Co | 6452 | FL | SAT | SERC |  | 22 | 1 | Electric Utility | PV | SUN | SUN | FPL | M |  | . | . | . | . | . | . | . | . | . | . | . | 0 | . | . | . | . | . | . | . | . | . | . | . | 0 | . | . | . | . | . | . | . | . | . | . | . | 0 | . | . | . | . | . | . | . | . | . | . | . | 71206 | . | . | . | . | . | . | . | . | . | . | . | 71206 | . | . | . | . | . | . | . | . | . | . | . | 8122 | 0 | 0 | 71206 | 71206 | 8122 | 2020 | solar PV | TRUE
62920 | Y | . | Burrstone Energy Center | Burrstone Energy Center | 62777 | NY | MAT | NPCC |  | 22 | 3 | NAICS-22 Cogen | IC | NG | NG | NYIS | A | mcf | 16066 | 15094 | 14777 | 10544 | 12320 | 19599 | 28220 | 25137 | 19724 | 14772 | 15227 | 15520 | 15610 | 14667 | 14359 | 10246 | 11972 | 19044 | 27422 | 24425 | 19167 | 14354 | 14797 | 15081 | 1.037 | 1.037 | 1.037 | 1.037 | 1.037 | 1.037 | 1.037 | 1.037 | 1.037 | 1.037 | 1.037 | 1.037 | 16660 | 15652 | 15324 | 10934 | 12776 | 20324 | 29264 | 26067 | 20454 | 15319 | 15790 | 16094 | 16188 | 15210 | 14890 | 10625 | 12415 | 19749 | 28437 | 25329 | 19876 | 14885 | 15344 | 15639 | 1423.371 | 1337.332 | 1309.19 | 934.179 | 1091.581 | 1736.442 | 2500.306 | 2227.086 | 1747.56 | 1308.749 | 1349.122 | 1375.082 | 207000 | 201144 | 214658 | 208587 | 18340 | 2020 | natural gas peaker | TRUE
62922 | N | . | Lakeside Solar Center | Florida Power & Light Co | 6452 | FL | SAT | SERC |  | 22 | 1 | Electric Utility | PV | SUN | SUN | FPL | M |  | . | . | . | . | . | . | . | . | . | . | . | 0 | . | . | . | . | . | . | . | . | . | . | . | 0 | . | . | . | . | . | . | . | . | . | . | . | 0 | . | . | . | . | . | . | . | . | . | . | . | 74099 | . | . | . | . | . | . | . | . | . | . | . | 74099 | . | . | . | . | . | . | . | . | . | . | . | 8452 | 0 | 0 | 74099 | 74099 | 8452 | 2020 | solar PV | TRUE
62923 | N | . | Union Springs Solar Center | Florida Power & Light Co | 6452 | FL | SAT | SERC |  | 22 | 1 | Electric Utility | PV | SUN | SUN | FPL | M |  | . | . | . | . | . | . | . | . | . | . | . | 0 | . | . | . | . | . | . | . | . | . | . | . | 0 | . | . | . | . | . | . | . | . | . | . | . | 0 | . | . | . | . | . | . | . | . | . | . | . | 62167 | . | . | . | . | . | . | . | . | . | . | . | 62167 | . | . | . | . | . | . | . | . | . | . | . | 7091 | 0 | 0 | 62167 | 62167 | 7091 | 2020 | solar PV | TRUE
62925 | N | . | Egret Solar Center | Florida Power & Light Co | 6452 | FL | SAT | SERC |  | 22 | 1 | Electric Utility | PV | SUN | SUN | FPL | M |  | . | . | . | . | . | . | . | . | . | . | . | 0 | . | . | . | . | . | . | . | . | . | . | . | 0 | . | . | . | . | . | . | . | . | . | . | . | 0 | . | . | . | . | . | . | . | . | . | . | . | 61422 | . | . | . | . | . | . | . | . | . | . | . | 61422 | . | . | . | . | . | . | . | . | . | . | . | 7006 | 0 | 0 | 61422 | 61422 | 7006 | 2020 | solar PV | TRUE
62931 | N | . | City of Pratt Solar | Kenyon Energy KS Solar 1 LLC | 62784 | KS | WNC | MRO |  | 22 | 2 | NAICS-22 Non-Cogen | PV | SUN | SUN | SWPP | A |  | 0 | 0 | 0 | 0 | 0 | 0 | 0 | 0 | 0 | 0 | 0 | 0 | 0 | 0 | 0 | 0 | 0 | 0 | 0 | 0 | 0 | 0 | 0 | 0 | 0 | 0 | 0 | 0 | 0 | 0 | 0 | 0 | 0 | 0 | 0 | 0 | 3499 | 7366 | 8877 | 11633 | 11924 | 13190 | 12734 | 12644 | 9105 | 6833 | 5374 | 3609 | 3499 | 7366 | 8877 | 11633 | 11924 | 13190 | 12734 | 12644 | 9105 | 6833 | 5374 | 3609 | 399.159 | 840.234 | 1012.572 | 1326.961 | 1360.109 | 1504.547 | 1452.484 | 1442.178 | 1038.588 | 779.436 | 613.036 | 411.696 | 0 | 0 | 106788 | 106788 | 12181 | 2020 | solar PV | TRUE
62932 | N | . | Oberon IB | Oberon Solar IB | 62789 | TX | WSC | TRE |  | 22 | 2 | NAICS-22 Non-Cogen | PV | SUN | SUN | ERCO | M |  | . | . | . | . | . | . | 0 | 0 | 0 | 0 | 0 | 0 | . | . | . | . | . | . | 0 | 0 | 0 | 0 | 0 | 0 | . | . | . | . | . | . | 0 | 0 | 0 | 0 | 0 | 0 | . | . | . | . | . | . | 79113 | 74730 | 55048 | 47000 | 39180 | 34647 | . | . | . | . | . | . | 79113 | 74730 | 55048 | 47000 | 39180 | 34647 | . | . | . | . | . | . | 9024 | 8524 | 6279 | 5361 | 4469 | 3952 | 0 | 0 | 329718 | 329718 | 37609 | 2020 | solar PV | TRUE
62933 | N | . | Oberon IA | Oberon Solar IA | 62788 | TX | WSC | TRE |  | 22 | 2 | NAICS-22 Non-Cogen | PV | SUN | SUN | ERCO | M |  | . | . | . | . | 0 | 0 | 0 | 0 | 0 | 0 | 0 | 0 | . | . | . | . | 0 | 0 | 0 | 0 | 0 | 0 | 0 | 0 | . | . | . | . | 0 | 0 | 0 | 0 | 0 | 0 | 0 | 0 | . | . | . | . | 183247 | 319443 | 377218 | 351329 | 260608 | 217501 | 191235 | 161760 | . | . | . | . | 183247 | 319443 | 377218 | 351329 | 260608 | 217501 | 191235 | 161760 | . | . | . | . | 20901.87 | 36436.95 | 43027 | 40074 | 29726 | 24809 | 21813 | 18451 | 0 | 0 | 2062341 | 2062341 | 235238.82 | 2020 | solar PV | TRUE
62935 | N | . | Orchard Windfarm 1, LLC | Orchard Windfarm, LLC | 62758 | OR | PACC | WECC |  | 22 | 2 | NAICS-22 Non-Cogen | WT | WND | WND | PACW | A |  | . | . | . | . | . | . | . | . | . | . | . | 0 | . | . | . | . | . | . | . | . | . | . | . | 0 | . | . | . | . | . | . | . | . | . | . | . | 0 | . | . | . | . | . | . | . | . | . | . | . | 1508 | . | . | . | . | . | . | . | . | . | . | . | 1508 | . | . | . | . | . | . | . | . | . | . | . | 172 | 0 | 0 | 1508 | 1508 | 172 | 2020 | onshore wind | TRUE
62936 | N | . | Rattlesnake Flat | Rattlesnake Flat, LLC | 62778 | WA | PACC | WECC |  | 22 | 2 | NAICS-22 Non-Cogen | WT | WND | WND | AVA | M |  | . | . | . | . | . | . | . | . | . | . | . | 0 | . | . | . | . | . | . | . | . | . | . | . | 0 | . | . | . | . | . | . | . | . | . | . | . | 0 | . | . | . | . | . | . | . | . | . | . | . | 27897 | . | . | . | . | . | . | . | . | . | . | . | 27897 | . | . | . | . | . | . | . | . | . | . | . | 3182 | 0 | 0 | 27897 | 27897 | 3182 | 2020 | onshore wind | TRUE
62937 | N | . | Athens BESS | Gopher Energy Storage, LLC | 62731 | MN | WNC | MRO |  | 22 | 2 | NAICS-22 Non-Cogen | BA | MWH | OTH | MISO | M | megawatthours | 74 | 95 | 61 | 43 | 50 | 71 | 82 | 97 | 69 | 43 | 57 | 75 | 74 | 95 | 61 | 43 | 50 | 71 | 82 | 97 | 69 | 43 | 57 | 75 | 0 | 0 | 0 | 0 | 0 | 0 | 0 | 0 | 0 | 0 | 0 | 0 | 0 | 0 | 0 | 0 | 0 | 0 | 0 | 0 | 0 | 0 | 0 | 0 | 0 | 0 | 0 | 0 | 0 | 0 | 0 | 0 | 0 | 0 | 0 | 0 | -62 | -52 | -38 | -31 | -26 | -22 | -45 | -36 | -26 | -32 | -45 | -52 | 817 | 817 | 0 | 0 | -467 | 2020 | other | TRUE
62938 | N | . | Glen Ullin Energy Center | Allete Clean Energy | 59496 | ND | WNC | MRO |  | 22 | 2 | NAICS-22 Non-Cogen | WT | WND | WND | MISO | M |  | 0 | 0 | 0 | 0 | 0 | 0 | 0 | 0 | 0 | 0 | 0 | 0 | 0 | 0 | 0 | 0 | 0 | 0 | 0 | 0 | 0 | 0 | 0 | 0 | 0 | 0 | 0 | 0 | 0 | 0 | 0 | 0 | 0 | 0 | 0 | 0 | 325510 | 301059 | 289101 | 358439 | 323914 | 283867 | 208207 | 235604 | 383416 | 392613 | 406412 | 364286 | 325510 | 301059 | 289101 | 358439 | 323914 | 283867 | 208207 | 235604 | 383416 | 392613 | 406412 | 364286 | 37129 | 34340 | 32976 | 40885 | 36947 | 32379 | 23749 | 26874 | 43734 | 44783 | 46357 | 41552 | 0 | 0 | 3872428 | 3872428 | 441705 | 2020 | onshore wind | TRUE
62939 | N | . | South Peak Wind | Allete Clean Energy | 59496 | MT | MTN | WECC |  | 22 | 2 | NAICS-22 Non-Cogen | WT | WND | WND | NWMT | M |  | . | . | . | 0 | 0 | 0 | 0 | 0 | 0 | 0 | 0 | 0 | . | . | . | 0 | 0 | 0 | 0 | 0 | 0 | 0 | 0 | 0 | . | . | . | 0 | 0 | 0 | 0 | 0 | 0 | 0 | 0 | 0 | . | . | . | 234789 | 215782 | 209435 | 156070 | 144638 | 214774 | 262817 | 368740 | 292257 | . | . | . | 234789 | 215782 | 209435 | 156070 | 144638 | 214774 | 262817 | 368740 | 292257 | . | . | . | 26781 | 24613 | 23889 | 17802 | 16498 | 24498 | 29978 | 42060 | 33336 | 0 | 0 | 2099302 | 2099302 | 239455 | 2020 | onshore wind | TRUE
62940 | N | . | Starratt Solar | C2 Starratt Solar LLC | 62764 | FL | SAT | SERC |  | 22 | 2 | NAICS-22 Non-Cogen | PV | SUN | SUN | JEA | A |  | 0 | 0 | 0 | 0 | 0 | 0 | 0 | 0 | 0 | 0 | 0 | 0 | 0 | 0 | 0 | 0 | 0 | 0 | 0 | 0 | 0 | 0 | 0 | 0 | 0 | 0 | 0 | 0 | 0 | 0 | 0 | 0 | 0 | 0 | 0 | 0 | 5315 | 5754 | 7669 | 6949 | 8198 | 7077 | 7256 | 6923 | 5996 | 5851 | 5119 | 5570 | 5315 | 5754 | 7669 | 6949 | 8198 | 7077 | 7256 | 6923 | 5996 | 5851 | 5119 | 5570 | 606.23 | 656.285 | 874.75 | 792.625 | 935.089 | 807.221 | 827.633 | 789.704 | 683.874 | 667.409 | 583.868 | 635.312 | 0 | 0 | 77677 | 77677 | 8860 | 2020 | solar PV | TRUE
62941 | N | . | DG AMP Rittman Rd | DG AMP Solar, LLC | 60370 | OH | ENC | RFC |  | 22 | 2 | NAICS-22 Non-Cogen | PV | SUN | SUN | PJM | A |  | . | . | . | . | 0 | 0 | 0 | 0 | 0 | 0 | 0 | 0 | . | . | . | . | 0 | 0 | 0 | 0 | 0 | 0 | 0 | 0 | . | . | . | . | 0 | 0 | 0 | 0 | 0 | 0 | 0 | 0 | . | . | . | . | 3061 | 4008 | 3916 | 3718 | 3054 | 2001 | 1735 | 871 | . | . | . | . | 3061 | 4008 | 3916 | 3718 | 3054 | 2001 | 1735 | 871 | . | . | . | . | 349.103 | 457.197 | 446.642 | 424.142 | 348.407 | 228.25 | 197.863 | 99.396 | 0 | 0 | 22364 | 22364 | 2551 | 2020 | solar PV | TRUE
62942 | N | . | DG AMP 1048 Wadsworth | DG AMP Solar, LLC | 60370 | OH | ENC | RFC |  | 22 | 2 | NAICS-22 Non-Cogen | PV | SUN | SUN | PJM | A |  | 0 | 0 | 0 | 0 | 0 | 0 | 0 | 0 | 0 | 0 | 0 | 0 | 0 | 0 | 0 | 0 | 0 | 0 | 0 | 0 | 0 | 0 | 0 | 0 | 0 | 0 | 0 | 0 | 0 | 0 | 0 | 0 | 0 | 0 | 0 | 0 | 2554 | 4854 | 5344 | 7798 | 9109 | 11929 | 11653 | 11066 | 9090 | 5955 | 5163 | 2593 | 2554 | 4854 | 5344 | 7798 | 9109 | 11929 | 11653 | 11066 | 9090 | 5955 | 5163 | 2593 | 291.323 | 553.649 | 609.566 | 889.497 | 1038.955 | 1360.651 | 1329.241 | 1262.279 | 1036.884 | 679.29 | 588.856 | 295.809 | 0 | 0 | 87108 | 87108 | 9936 | 2020 | solar PV | TRUE
62944 | N | . | Timber Road IV | Paulding Wind Farm IV LLC | 62796 | OH | ENC | RFC |  | 22 | 2 | NAICS-22 Non-Cogen | WT | WND | WND | PJM | M |  | 0 | 0 | 0 | 0 | 0 | 0 | 0 | 0 | 0 | 0 | 0 | 0 | 0 | 0 | 0 | 0 | 0 | 0 | 0 | 0 | 0 | 0 | 0 | 0 | 0 | 0 | 0 | 0 | 0 | 0 | 0 | 0 | 0 | 0 | 0 | 0 | 81963 | 134907 | 154159 | 251297 | 289109 | 252262 | 134696 | 136143 | 216571 | 281912 | 355581 | 365128 | 81963 | 134907 | 154159 | 251297 | 289109 | 252262 | 134696 | 136143 | 216571 | 281912 | 355581 | 365128 | 9349 | 15388 | 17584 | 28664 | 32977 | 28774 | 15364 | 15529 | 24703 | 32156 | 40559 | 41648 | 0 | 0 | 2653728 | 2653728 | 302695 | 2020 | onshore wind | TRUE
62946 | N | . | Dickinson Solar | Dickinson Solar, LLC | 62795 | PA | MAT | RFC |  | 22 | 2 | NAICS-22 Non-Cogen | PV | SUN | SUN | PJM | M |  | 0 | 0 | 0 | 0 | 0 | 0 | 0 | 0 | 0 | 0 | 0 | 0 | 0 | 0 | 0 | 0 | 0 | 0 | 0 | 0 | 0 | 0 | 0 | 0 | 0 | 0 | 0 | 0 | 0 | 0 | 0 | 0 | 0 | 0 | 0 | 0 | 2074 | 2474 | 3663 | 3637 | 4730 | 5277 | 5086 | 4270 | 3697 | 2812 | 2300 | 1587 | 2074 | 2474 | 3663 | 3637 | 4730 | 5277 | 5086 | 4270 | 3697 | 2812 | 2300 | 1587 | 236.61 | 282.15 | 417.78 | 414.81 | 539.55 | 601.92 | 580.14 | 487.08 | 421.74 | 320.76 | 262.35 | 181 | 0 | 0 | 41607 | 41607 | 4745.89 | 2020 | solar PV | TRUE
62948 | N | . | NASA Wallops Flight Facility Solar | Ameresco Federal Solutions | 60146 | VA | SAT | SERC |  | 22 | 2 | NAICS-22 Non-Cogen | PV | SUN | SUN | PJM | A |  | . | . | 0 | 0 | 0 | 0 | 0 | 0 | 0 | 0 | 0 | 0 | . | . | 0 | 0 | 0 | 0 | 0 | 0 | 0 | 0 | 0 | 0 | . | . | 0 | 0 | 0 | 0 | 0 | 0 | 0 | 0 | 0 | 0 | . | . | 3486 | 4477 | 4695 | 5201 | 5733 | 4029 | 3331 | 3204 | 2553 | 1997 | . | . | 3486 | 4477 | 4695 | 5201 | 5733 | 4029 | 3331 | 3204 | 2553 | 1997 | . | . | 397.61 | 510.615 | 535.538 | 593.274 | 653.962 | 459.58 | 379.993 | 365.435 | 291.171 | 227.822 | 0 | 0 | 38706 | 38706 | 4415 | 2020 | solar PV | TRUE
62952 | N | . | Cheyenne Ridge Wind Farm | Public Service Co of Colorado | 15466 | CO | MTN | WECC |  | 22 | 1 | Electric Utility | WT | WND | WND | PSCO | M |  | . | . | . | . | . | . | . | 0 | 0 | 0 | 0 | 0 | . | . | . | . | . | . | . | 0 | 0 | 0 | 0 | 0 | . | . | . | . | . | . | . | 0 | 0 | 0 | 0 | 0 | . | . | . | . | . | . | . | 256330 | 1334653 | 776046 | 1318267 | 1514710 | . | . | . | . | . | . | . | 256330 | 1334653 | 776046 | 1318267 | 1514710 | . | . | . | . | . | . | . | 29238 | 152236 | 88519 | 150367 | 172774 | 0 | 0 | 5200006 | 5200006 | 593134 | 2020 | onshore wind | TRUE
62953 | N | . | Griffin Solar | Sol Systems | 61677 | TX | WSC | TRE |  | 22 | 2 | NAICS-22 Non-Cogen | PV | SUN | SUN | ERCO | A |  | 0 | 0 | 0 | 0 | 0 | 0 | 0 | 0 | 0 | 0 | 0 | 0 | 0 | 0 | 0 | 0 | 0 | 0 | 0 | 0 | 0 | 0 | 0 | 0 | 0 | 0 | 0 | 0 | 0 | 0 | 0 | 0 | 0 | 0 | 0 | 0 | 4995 | 5913 | 6240 | 8053 | 10521 | 11361 | 12132 | 10792 | 8590 | 7125 | 5868 | 5397 | 4995 | 5913 | 6240 | 8053 | 10521 | 11361 | 12132 | 10792 | 8590 | 7125 | 5868 | 5397 | 569.792 | 674.504 | 711.724 | 918.603 | 1200.095 | 1295.866 | 1383.858 | 1231.008 | 979.794 | 812.758 | 669.35 | 615.648 | 0 | 0 | 96987 | 96987 | 11063 | 2020 | solar PV | TRUE
62957 | N | . | DG Iron Mountain | DG Edison New Jersey LLC | 62800 | NJ | MAT | RFC |  | 22 | 2 | NAICS-22 Non-Cogen | PV | SUN | SUN | PJM | A |  | . | . | . | . | . | 0 | 0 | 0 | 0 | 0 | 0 | 0 | . | . | . | . | . | 0 | 0 | 0 | 0 | 0 | 0 | 0 | . | . | . | . | . | 0 | 0 | 0 | 0 | 0 | 0 | 0 | . | . | . | . | . | 6434 | 6060 | 5236 | 4811 | 3474 | 3188 | 2208 | . | . | . | . | . | 6434 | 6060 | 5236 | 4811 | 3474 | 3188 | 2208 | . | . | . | . | . | 733.927 | 691.245 | 597.261 | 548.785 | 396.29 | 363.642 | 251.85 | 0 | 0 | 31411 | 31411 | 3583 | 2020 | solar PV | TRUE
62958 | N | . | DG Infineum | DG Linden New Jersey LLC | 62801 | NJ | MAT | RFC |  | 22 | 2 | NAICS-22 Non-Cogen | PV | SUN | SUN | PJM | A |  | 0 | 0 | 0 | 0 | 0 | 0 | 0 | 0 | 0 | 0 | 0 | 0 | 0 | 0 | 0 | 0 | 0 | 0 | 0 | 0 | 0 | 0 | 0 | 0 | 0 | 0 | 0 | 0 | 0 | 0 | 0 | 0 | 0 | 0 | 0 | 0 | 1372 | 1541 | 2208 | 2296 | 3005 | 3154 | 2971 | 2567 | 2358 | 1703 | 1563 | 1082 | 1372 | 1541 | 2208 | 2296 | 3005 | 3154 | 2971 | 2567 | 2358 | 1703 | 1563 | 1082 | 156.496 | 175.823 | 251.819 | 261.864 | 342.709 | 359.751 | 338.83 | 292.761 | 268.999 | 194.25 | 178.248 | 123.45 | 0 | 0 | 25820 | 25820 | 2945 | 2020 | solar PV | TRUE
62960 | N | . | Kimberly-Clark Solar | DG Georgia Solar II, LLC | 62817 | GA | SAT | SERC |  | 22 | 2 | NAICS-22 Non-Cogen | PV | SUN | SUN | SOCO | A |  | 0 | 0 | 0 | 0 | 0 | 0 | 0 | 0 | 0 | 0 | 0 | 0 | 0 | 0 | 0 | 0 | 0 | 0 | 0 | 0 | 0 | 0 | 0 | 0 | 0 | 0 | 0 | 0 | 0 | 0 | 0 | 0 | 0 | 0 | 0 | 0 | 2071 | 2134 | 2933 | 3585 | 4147 | 3515 | 3806 | 3465 | 2732 | 2788 | 2319 | 2231 | 2071 | 2134 | 2933 | 3585 | 4147 | 3515 | 3806 | 3465 | 2732 | 2788 | 2319 | 2231 | 236.201 | 243.36 | 334.593 | 408.875 | 473.004 | 400.934 | 434.178 | 395.243 | 311.619 | 318.029 | 264.47 | 254.494 | 0 | 0 | 35726 | 35726 | 4075 | 2020 | solar PV | TRUE
62961 | N | . | Novel Brooten Solar CSG | Novel Brooten Solar LLC | 62829 | MN | WNC | MRO |  | 22 | 2 | NAICS-22 Non-Cogen | PV | SUN | SUN | MISO | A |  | 0 | 0 | 0 | 0 | 0 | 0 | 0 | 0 | 0 | 0 | 0 | 0 | 0 | 0 | 0 | 0 | 0 | 0 | 0 | 0 | 0 | 0 | 0 | 0 | 0 | 0 | 0 | 0 | 0 | 0 | 0 | 0 | 0 | 0 | 0 | 0 | 515 | 1142 | 1386 | 1832 | 1905 | 2065 | 1991 | 1972 | 1391 | 1041 | 796 | 499 | 515 | 1142 | 1386 | 1832 | 1905 | 2065 | 1991 | 1972 | 1391 | 1041 | 796 | 499 | 58.738 | 130.257 | 158.039 | 208.94 | 217.34 | 235.572 | 227.155 | 224.928 | 158.614 | 118.701 | 90.841 | 56.875 | 0 | 0 | 16535 | 16535 | 1886 | 2020 | solar PV | TRUE
62962 | N | . | Novel Reber Solar CSG | REA Investments, LLC | 63359 | MN | WNC | MRO |  | 22 | 2 | NAICS-22 Non-Cogen | PV | SUN | SUN | MISO | A |  | 0 | 0 | 0 | 0 | 0 | 0 | 0 | 0 | 0 | 0 | 0 | 0 | 0 | 0 | 0 | 0 | 0 | 0 | 0 | 0 | 0 | 0 | 0 | 0 | 0 | 0 | 0 | 0 | 0 | 0 | 0 | 0 | 0 | 0 | 0 | 0 | 537 | 1191 | 1445 | 1910 | 1987 | 2154 | 2077 | 2057 | 1450 | 1085 | 831 | 520 | 537 | 1191 | 1445 | 1910 | 1987 | 2154 | 2077 | 2057 | 1450 | 1085 | 831 | 520 | 61.261 | 135.851 | 164.827 | 217.913 | 226.674 | 245.69 | 236.911 | 234.588 | 165.426 | 123.799 | 94.743 | 59.317 | 0 | 0 | 17244 | 17244 | 1967 | 2020 | solar PV | TRUE
62963 | N | . | Novel Historical Society Solar CSG | REA Investments, LLC | 63359 | MN | WNC | MRO |  | 22 | 2 | NAICS-22 Non-Cogen | PV | SUN | SUN | MISO | A |  | 0 | 0 | 0 | 0 | 0 | 0 | 0 | 0 | 0 | 0 | 0 | 0 | 0 | 0 | 0 | 0 | 0 | 0 | 0 | 0 | 0 | 0 | 0 | 0 | 0 | 0 | 0 | 0 | 0 | 0 | 0 | 0 | 0 | 0 | 0 | 0 | 345 | 765 | 929 | 1228 | 1277 | 1384 | 1335 | 1322 | 932 | 697 | 534 | 334 | 345 | 765 | 929 | 1228 | 1277 | 1384 | 1335 | 1322 | 932 | 697 | 534 | 334 | 39.366 | 87.298 | 105.918 | 140.032 | 145.662 | 157.881 | 152.24 | 150.747 | 106.303 | 79.554 | 60.882 | 38.117 | 0 | 0 | 11082 | 11082 | 1264 | 2020 | solar PV | TRUE
62966 | N | . | Novel Herber Solar CSG | Novel Herber Solar LLC | 62832 | MN | WNC | MRO |  | 22 | 2 | NAICS-22 Non-Cogen | PV | SUN | SUN | MISO | A |  | . | 0 | 0 | 0 | 0 | 0 | 0 | 0 | 0 | 0 | 0 | 0 | . | 0 | 0 | 0 | 0 | 0 | 0 | 0 | 0 | 0 | 0 | 0 | . | 0 | 0 | 0 | 0 | 0 | 0 | 0 | 0 | 0 | 0 | 0 | . | 1003 | 1217 | 1609 | 1674 | 1814 | 1749 | 1732 | 1221 | 914 | 700 | 438 | . | 1003 | 1217 | 1609 | 1674 | 1814 | 1749 | 1732 | 1221 | 914 | 700 | 438 | . | 114.413 | 138.816 | 183.525 | 190.903 | 206.918 | 199.525 | 197.569 | 139.321 | 104.262 | 79.792 | 49.956 | 0 | 0 | 14071 | 14071 | 1605 | 2020 | solar PV | TRUE
62967 | N | . | Novel Herickhoff Solar CSG | Novel Herickhoff Solar LLC | 62833 | MN | WNC | MRO |  | 22 | 2 | NAICS-22 Non-Cogen | PV | SUN | SUN | MISO | A |  | . | . | . | 0 | 0 | 0 | 0 | 0 | 0 | 0 | 0 | 0 | . | . | . | 0 | 0 | 0 | 0 | 0 | 0 | 0 | 0 | 0 | . | . | . | 0 | 0 | 0 | 0 | 0 | 0 | 0 | 0 | 0 | . | . | . | 1562 | 1624 | 1761 | 1698 | 1681 | 1185 | 887 | 679 | 425 | . | . | . | 1562 | 1624 | 1761 | 1698 | 1681 | 1185 | 887 | 679 | 425 | . | . | . | 178.124 | 185.287 | 200.83 | 193.655 | 191.756 | 135.222 | 101.195 | 77.444 | 48.487 | 0 | 0 | 11502 | 11502 | 1312 | 2020 | solar PV | TRUE
62973 | N | . | Syncarpha Halifax Hybrid CSG | Syncarpha Halifax, LLC | 62819 | MA | NEW | NPCC |  | 22 | 2 | NAICS-22 Non-Cogen | BA | MWH | OTH | ISNE | A | megawatthours | . | . | . | . | . | . | . | . | . | . | . | 0 | . | . | . | . | . | . | . | . | . | . | . | 0 | . | . | . | . | . | . | . | . | . | . | . | 0 | . | . | . | . | . | . | . | . | . | . | . | 0 | . | . | . | . | . | . | . | . | . | . | . | 0 | . | . | . | . | . | . | . | . | . | . | . | 0 | 0 | 0 | 0 | 0 | 0 | 2020 | other | TRUE
62973 | N | . | Syncarpha Halifax Hybrid CSG | Syncarpha Halifax, LLC | 62819 | MA | NEW | NPCC |  | 22 | 2 | NAICS-22 Non-Cogen | PV | SUN | SUN | ISNE | A |  | . | . | . | . | . | . | . | . | . | . | . | 0 | . | . | . | . | . | . | . | . | . | . | . | 0 | . | . | . | . | . | . | . | . | . | . | . | 0 | . | . | . | . | . | . | . | . | . | . | . | 0 | . | . | . | . | . | . | . | . | . | . | . | 0 | . | . | . | . | . | . | . | . | . | . | . | 0 | 0 | 0 | 0 | 0 | 0 | 2020 | solar PV | TRUE
62975 | N | . | Syncarpha Blandford Hybrid CSG | Syncarpha Blandford, LLC | 62822 | MA | NEW | NPCC |  | 22 | 2 | NAICS-22 Non-Cogen | BA | MWH | OTH | ISNE | A | megawatthours | . | . | . | . | 48 | 36 | 47 | 49 | 48 | 50 | 49 | 49 | . | . | . | . | 48 | 36 | 47 | 49 | 48 | 50 | 49 | 49 | . | . | . | . | 0 | 0 | 0 | 0 | 0 | 0 | 0 | 0 | . | . | . | . | 0 | 0 | 0 | 0 | 0 | 0 | 0 | 0 | . | . | . | . | 0 | 0 | 0 | 0 | 0 | 0 | 0 | 0 | . | . | . | . | -7.894 | -5.799 | -7.579 | -7.945 | -7.848 | -8.087 | -7.899 | -7.949 | 376 | 376 | 0 | 0 | -61 | 2020 | other | TRUE
62975 | N | . | Syncarpha Blandford Hybrid CSG | Syncarpha Blandford, LLC | 62822 | MA | NEW | NPCC |  | 22 | 2 | NAICS-22 Non-Cogen | PV | SUN | SUN | ISNE | A |  | 0 | 0 | 0 | 0 | 0 | 0 | 0 | 0 | 0 | 0 | 0 | 0 | 0 | 0 | 0 | 0 | 0 | 0 | 0 | 0 | 0 | 0 | 0 | 0 | 0 | 0 | 0 | 0 | 0 | 0 | 0 | 0 | 0 | 0 | 0 | 0 | 2990 | 3916 | 5959 | 5713 | 8055 | 7610 | 7494 | 7084 | 6151 | 4472 | 3198 | 2434 | 2990 | 3916 | 5959 | 5713 | 8055 | 7610 | 7494 | 7084 | 6151 | 4472 | 3198 | 2434 | 341.035 | 446.701 | 679.693 | 651.692 | 918.761 | 868.042 | 854.834 | 808.077 | 701.619 | 510.1 | 364.81 | 277.636 | 0 | 0 | 65076 | 65076 | 7423 | 2020 | solar PV | TRUE
62976 | N | . | Syncarpha Northampton Hybrid CSG | Syncarpha Northampton, LLC | 62821 | MA | NEW | NPCC |  | 22 | 2 | NAICS-22 Non-Cogen | BA | MWH | OTH | ISNE | A | megawatthours | . | . | . | . | . | . | . | . | . | . | . | 0 | . | . | . | . | . | . | . | . | . | . | . | 0 | . | . | . | . | . | . | . | . | . | . | . | 0 | . | . | . | . | . | . | . | . | . | . | . | 0 | . | . | . | . | . | . | . | . | . | . | . | 0 | . | . | . | . | . | . | . | . | . | . | . | 0 | 0 | 0 | 0 | 0 | 0 | 2020 | other | TRUE
62976 | N | . | Syncarpha Northampton Hybrid CSG | Syncarpha Northampton, LLC | 62821 | MA | NEW | NPCC |  | 22 | 2 | NAICS-22 Non-Cogen | PV | SUN | SUN | ISNE | A |  | . | . | . | . | . | . | . | . | . | . | . | 0 | . | . | . | . | . | . | . | . | . | . | . | 0 | . | . | . | . | . | . | . | . | . | . | . | 0 | . | . | . | . | . | . | . | . | . | . | . | 0 | . | . | . | . | . | . | . | . | . | . | . | 0 | . | . | . | . | . | . | . | . | . | . | . | 0 | 0 | 0 | 0 | 0 | 0 | 2020 | solar PV | TRUE
62979 | N | . | Novel DeCook Solar CSG | Novel DeCook Solar LLC | 62837 | MN | WNC | MRO |  | 22 | 2 | NAICS-22 Non-Cogen | PV | SUN | SUN | MISO | A |  | . | . | 0 | 0 | 0 | 0 | 0 | 0 | 0 | 0 | 0 | 0 | . | . | 0 | 0 | 0 | 0 | 0 | 0 | 0 | 0 | 0 | 0 | . | . | 0 | 0 | 0 | 0 | 0 | 0 | 0 | 0 | 0 | 0 | . | . | 1070 | 1415 | 1472 | 1595 | 1538 | 1523 | 1074 | 804 | 615 | 385 | . | . | 1070 | 1415 | 1472 | 1595 | 1538 | 1523 | 1074 | 804 | 615 | 385 | . | . | 122.092 | 161.414 | 167.903 | 181.988 | 175.486 | 173.765 | 122.535 | 91.701 | 70.178 | 43.938 | 0 | 0 | 11491 | 11491 | 1311 | 2020 | solar PV | TRUE
62980 | N | . | Turquoise Liberty Solar | Liberty Utilities (CalPeco Electric) LLC | 57222 | NV | MTN | WECC |  | 22 | 1 | Electric Utility | PV | SUN | SUN | NEVP | A |  | 0 | 0 | 0 | 0 | 0 | 0 | 0 | 0 | 0 | 0 | 0 | 0 | 0 | 0 | 0 | 0 | 0 | 0 | 0 | 0 | 0 | 0 | 0 | 0 | 0 | 0 | 0 | 0 | 0 | 0 | 0 | 0 | 0 | 0 | 0 | 0 | 8093 | 10218 | 10915 | 12870 | 14416 | 15464 | 16066 | 14422 | 12576 | 11398 | 8471 | 6995 | 8093 | 10218 | 10915 | 12870 | 14416 | 15464 | 16066 | 14422 | 12576 | 11398 | 8471 | 6995 | 923.173 | 1165.536 | 1244.968 | 1467.949 | 1644.292 | 1763.868 | 1832.529 | 1645.029 | 1434.509 | 1300.113 | 966.194 | 797.84 | 0 | 0 | 141904 | 141904 | 16186 | 2020 | solar PV | TRUE
62981 | N | . | East Pulaski BESS | National Grid | 56404 | NY | MAT | NPCC |  | 22 | 1 | Electric Utility | BA | MWH | OTH | NYIS | A | megawatthours | 39 | 40 | 41 | 40 | 43 | 40 | 40 | 44 | 39 | 42 | 41 | 43 | 39 | 40 | 41 | 40 | 43 | 40 | 40 | 44 | 39 | 42 | 41 | 43 | 0 | 0 | 0 | 0 | 0 | 0 | 0 | 0 | 0 | 0 | 0 | 0 | 0 | 0 | 0 | 0 | 0 | 0 | 0 | 0 | 0 | 0 | 0 | 0 | 0 | 0 | 0 | 0 | 0 | 0 | 0 | 0 | 0 | 0 | 0 | 0 | -20.089 | -19.936 | -20.288 | -19.902 | -21.262 | -20.047 | -20.158 | -21.815 | -19.437 | -21.241 | -20.306 | -21.519 | 492 | 492 | 0 | 0 | -246 | 2020 | other | TRUE
62982 | N | . | Novel Schmoll Farms Solar CSG | Novel Schmoll Farms Solar LLC | 62846 | MN | WNC | MRO |  | 22 | 2 | NAICS-22 Non-Cogen | PV | SUN | SUN | MISO | A |  | . | . | . | . | . | . | . | . | . | . | 0 | 0 | . | . | . | . | . | . | . | . | . | . | 0 | 0 | . | . | . | . | . | . | . | . | . | . | 0 | 0 | . | . | . | . | . | . | . | . | . | . | 701 | 439 | . | . | . | . | . | . | . | . | . | . | 701 | 439 | . | . | . | . | . | . | . | . | . | . | 79.946 | 50.054 | 0 | 0 | 1140 | 1140 | 130 | 2020 | solar PV | TRUE
62983 | N | . | Novel Pederson Solar CSG | Novel Pederson Solar LLC | 62847 | MN | WNC | MRO |  | 22 | 2 | NAICS-22 Non-Cogen | PV | SUN | SUN | MISO | A |  | . | . | . | . | . | . | . | 0 | 0 | 0 | 0 | 0 | . | . | . | . | . | . | . | 0 | 0 | 0 | 0 | 0 | . | . | . | . | . | . | . | 0 | 0 | 0 | 0 | 0 | . | . | . | . | . | . | . | 1875 | 1322 | 989 | 757 | 474 | . | . | . | . | . | . | . | 1875 | 1322 | 989 | 757 | 474 | . | . | . | . | . | . | . | 213.869 | 150.815 | 112.864 | 86.374 | 54.078 | 0 | 0 | 5417 | 5417 | 618 | 2020 | solar PV | TRUE
62984 | N | . | Novel Jewison Solar CSG | Novel Jewison Solar LLC | 62848 | MN | WNC | MRO |  | 22 | 2 | NAICS-22 Non-Cogen | PV | SUN | SUN | MISO | A |  | . | . | . | . | . | . | . | . | . | 0 | 0 | 0 | . | . | . | . | . | . | . | . | . | 0 | 0 | 0 | . | . | . | . | . | . | . | . | . | 0 | 0 | 0 | . | . | . | . | . | . | . | . | . | 730 | 559 | 350 | . | . | . | . | . | . | . | . | . | 730 | 559 | 350 | . | . | . | . | . | . | . | . | . | 83.317 | 63.762 | 39.921 | 0 | 0 | 1639 | 1639 | 187 | 2020 | solar PV | TRUE
62985 | N | . | Novel Byron Solar CSG | Novel Byron Solar LLC | 62849 | MN | WNC | MRO |  | 22 | 2 | NAICS-22 Non-Cogen | PV | SUN | SUN | MISO | A |  | . | . | . | . | 0 | 0 | 0 | 0 | 0 | 0 | 0 | 0 | . | . | . | . | 0 | 0 | 0 | 0 | 0 | 0 | 0 | 0 | . | . | . | . | 0 | 0 | 0 | 0 | 0 | 0 | 0 | 0 | . | . | . | . | 1881 | 2039 | 1966 | 1947 | 1373 | 1027 | 786 | 492 | . | . | . | . | 1881 | 2039 | 1966 | 1947 | 1373 | 1027 | 786 | 492 | . | . | . | . | 214.558 | 232.557 | 224.247 | 222.049 | 156.584 | 117.181 | 89.678 | 56.146 | 0 | 0 | 11511 | 11511 | 1313 | 2020 | solar PV | TRUE
62986 | N | . | Novel Kanewischer Solar CSG | Novel Kanewischer Solar LLC | 62850 | MN | WNC | MRO |  | 22 | 2 | NAICS-22 Non-Cogen | PV | SUN | SUN | MISO | A |  | . | . | . | . | . | . | . | . | . | 0 | 0 | 0 | . | . | . | . | . | . | . | . | . | 0 | 0 | 0 | . | . | . | . | . | . | . | . | . | 0 | 0 | 0 | . | . | . | . | . | . | . | . | . | 1289 | 986 | 618 | . | . | . | . | . | . | . | . | . | 1289 | 986 | 618 | . | . | . | . | . | . | . | . | . | 147.031 | 112.521 | 70.448 | 0 | 0 | 2893 | 2893 | 330 | 2020 | solar PV | TRUE
62987 | N | . | Grossmont HS Solar Project | Goldman Sachs Renewable Power Group | 61944 | CA | PACC | WECC |  | 611 | 4 | Commercial NAICS Non-Cogen | PV | SUN | SUN | CISO | A |  | 0 | 0 | 0 | 0 | 0 | 0 | 0 | 0 | 0 | 0 | 0 | 0 | 0 | 0 | 0 | 0 | 0 | 0 | 0 | 0 | 0 | 0 | 0 | 0 | 0 | 0 | 0 | 0 | 0 | 0 | 0 | 0 | 0 | 0 | 0 | 0 | 1026 | 1390 | 1360 | 1714 | 2244 | 2234 | 2524 | 2091 | 1642 | 1518 | 1200 | 950 | 1026 | 1390 | 1360 | 1714 | 2244 | 2234 | 2524 | 2091 | 1642 | 1518 | 1200 | 950 | 116.979 | 158.571 | 155.171 | 195.56 | 255.938 | 254.864 | 287.873 | 238.495 | 187.265 | 173.094 | 136.844 | 108.346 | 0 | 0 | 19893 | 19893 | 2269 | 2020 | solar PV | FALSE
62988 | N | . | Wildflower Solar 1 | Lightsource Renewable Energy Asset Management, LLC | 62842 | CA | PACC | WECC |  | 22 | 2 | NAICS-22 Non-Cogen | PV | SUN | SUN | BANC | A |  | . | . | . | . | . | . | . | . | . | . | . | 0 | . | . | . | . | . | . | . | . | . | . | . | 0 | . | . | . | . | . | . | . | . | . | . | . | 0 | . | . | . | . | . | . | . | . | . | . | . | 5041 | . | . | . | . | . | . | . | . | . | . | . | 5041 | . | . | . | . | . | . | . | . | . | . | . | 575 | 0 | 0 | 5041 | 5041 | 575 | 2020 | solar PV | TRUE
62989 | N | . | Whitetail Solar 1 | Lightsource Renewable Energy Asset Management, LLC | 62842 | PA | MAT | RFC |  | 22 | 2 | NAICS-22 Non-Cogen | PV | SUN | SUN | PJM | A |  | 0 | 0 | 0 | 0 | 0 | 0 | 0 | 0 | 0 | 0 | 0 | 0 | 0 | 0 | 0 | 0 | 0 | 0 | 0 | 0 | 0 | 0 | 0 | 0 | 0 | 0 | 0 | 0 | 0 | 0 | 0 | 0 | 0 | 0 | 0 | 0 | 10951 | 13158 | 19605 | 19681 | 24856 | 26011 | 24482 | 22559 | 19495 | 14611 | 13400 | 8419 | 10951 | 13158 | 19605 | 19681 | 24856 | 26011 | 24482 | 22559 | 19495 | 14611 | 13400 | 8419 | 1249.118 | 1500.836 | 2236.262 | 2244.942 | 2835.176 | 2966.953 | 2792.565 | 2573.2 | 2223.636 | 1666.544 | 1528.454 | 960.314 | 0 | 0 | 217228 | 217228 | 24778 | 2020 | solar PV | TRUE
62990 | N | . | Whitetail Solar 2 | Lightsource Renewable Energy Asset Management, LLC | 62842 | PA | MAT | RFC |  | 22 | 2 | NAICS-22 Non-Cogen | PV | SUN | SUN | PJM | A |  | . | . | . | . | . | . | . | . | 0 | 0 | 0 | 0 | . | . | . | . | . | . | . | . | 0 | 0 | 0 | 0 | . | . | . | . | . | . | . | . | 0 | 0 | 0 | 0 | . | . | . | . | . | . | . | . | 25900 | 19411 | 17803 | 11185 | . | . | . | . | . | . | . | . | 25900 | 19411 | 17803 | 11185 | . | . | . | . | . | . | . | . | 2954.299 | 2214.151 | 2030.687 | 1275.863 | 0 | 0 | 74299 | 74299 | 8475 | 2020 | solar PV | TRUE
62991 | N | . | Whitetail Solar 3 | Lightsource Renewable Energy Asset Management, LLC | 62842 | PA | MAT | RFC |  | 22 | 2 | NAICS-22 Non-Cogen | PV | SUN | SUN | PJM | A |  | . | . | . | . | . | . | . | 0 | 0 | 0 | 0 | 0 | . | . | . | . | . | . | . | 0 | 0 | 0 | 0 | 0 | . | . | . | . | . | . | . | 0 | 0 | 0 | 0 | 0 | . | . | . | . | . | . | . | 24063 | 20794 | 15585 | 14293 | 8980 | . | . | . | . | . | . | . | 24063 | 20794 | 15585 | 14293 | 8980 | . | . | . | . | . | . | . | 2744.759 | 2371.889 | 1777.654 | 1630.358 | 1024.34 | 0 | 0 | 83715 | 83715 | 9549 | 2020 | solar PV | TRUE
62992 | N | . | Goose Pond Solar | LSE Dorado, LLC | 62838 | MA | NEW | NPCC |  | 22 | 2 | NAICS-22 Non-Cogen | PV | SUN | SUN | ISNE | A |  | 0 | 0 | 0 | 0 | 0 | 0 | 0 | 0 | 0 | 0 | 0 | 0 | 0 | 0 | 0 | 0 | 0 | 0 | 0 | 0 | 0 | 0 | 0 | 0 | 0 | 0 | 0 | 0 | 0 | 0 | 0 | 0 | 0 | 0 | 0 | 0 | 2997 | 3926 | 5974 | 5728 | 8075 | 7630 | 7514 | 7103 | 6167 | 4483 | 3206 | 2440 | 2997 | 3926 | 5974 | 5728 | 8075 | 7630 | 7514 | 7103 | 6167 | 4483 | 3206 | 2440 | 341.907 | 447.844 | 681.433 | 653.36 | 921.113 | 870.264 | 857.022 | 810.145 | 703.415 | 511.406 | 365.744 | 278.347 | 0 | 0 | 65243 | 65243 | 7442 | 2020 | solar PV | TRUE
62993 | N | . | Johnson Corner Solar 1 | Lightsource Renewable Energy Asset Management, LLC | 62842 | KS | WNC | MRO |  | 22 | 2 | NAICS-22 Non-Cogen | PV | SUN | SUN | SWPP | M |  | . | . | . | 0 | 0 | 0 | 0 | 0 | 0 | 0 | 0 | 0 | . | . | . | 0 | 0 | 0 | 0 | 0 | 0 | 0 | 0 | 0 | . | . | . | 0 | 0 | 0 | 0 | 0 | 0 | 0 | 0 | 0 | . | . | . | 42029 | 48797 | 51287 | 49498 | 46351 | 33955 | 26818 | 21339 | 20041 | . | . | . | 42029 | 48797 | 51287 | 49498 | 46351 | 33955 | 26818 | 21339 | 20041 | . | . | . | 4794 | 5566 | 5850 | 5646 | 5287 | 3873 | 3059 | 2434 | 2286 | 0 | 0 | 340115 | 340115 | 38795 | 2020 | solar PV | TRUE
62994 | N | . | Bluewater CDEC 1 | Lightsource Renewable Energy Asset Management, LLC | 62842 | NM | MTN | WECC |  | 22 | 2 | NAICS-22 Non-Cogen | PV | SUN | SUN | PNM | A |  | 0 | 0 | 0 | 0 | 0 | 0 | 0 | 0 | 0 | 0 | 0 | 0 | 0 | 0 | 0 | 0 | 0 | 0 | 0 | 0 | 0 | 0 | 0 | 0 | 0 | 0 | 0 | 0 | 0 | 0 | 0 | 0 | 0 | 0 | 0 | 0 | 3626 | 3809 | 4353 | 6053 | 6747 | 6340 | 6200 | 5856 | 5156 | 4931 | 3962 | 3653 | 3626 | 3809 | 4353 | 6053 | 6747 | 6340 | 6200 | 5856 | 5156 | 4931 | 3962 | 3653 | 413.611 | 434.415 | 496.483 | 690.427 | 769.606 | 723.217 | 707.185 | 667.948 | 588.097 | 562.416 | 451.888 | 416.707 | 0 | 0 | 60686 | 60686 | 6922 | 2020 | solar PV | TRUE
62995 | N | . | Grants CDEC 2 | Lightsource Renewable Energy Asset Management, LLC | 62842 | NM | MTN | WECC |  | 22 | 2 | NAICS-22 Non-Cogen | PV | SUN | SUN | PNM | A |  | 0 | 0 | 0 | 0 | 0 | 0 | 0 | 0 | 0 | 0 | 0 | 0 | 0 | 0 | 0 | 0 | 0 | 0 | 0 | 0 | 0 | 0 | 0 | 0 | 0 | 0 | 0 | 0 | 0 | 0 | 0 | 0 | 0 | 0 | 0 | 0 | 6524 | 6852 | 7831 | 10890 | 12139 | 11408 | 11155 | 10536 | 9276 | 8871 | 7128 | 6573 | 6524 | 6852 | 7831 | 10890 | 12139 | 11408 | 11155 | 10536 | 9276 | 8871 | 7128 | 6573 | 744.166 | 781.595 | 893.268 | 1242.21 | 1384.668 | 1301.206 | 1272.361 | 1201.766 | 1058.099 | 1011.893 | 813.033 | 749.735 | 0 | 0 | 109183 | 109183 | 12454 | 2020 | solar PV | TRUE
62996 | N | . | ESA Four Oaks 2 NC LLC | ESA Four Oaks 2 NC LLC | 62845 | NC | SAT | SERC |  | 22 | 2 | NAICS-22 Non-Cogen | PV | SUN | SUN | CPLE | A |  | 0 | 0 | 0 | 0 | 0 | 0 | 0 | 0 | 0 | 0 | 0 | 0 | 0 | 0 | 0 | 0 | 0 | 0 | 0 | 0 | 0 | 0 | 0 | 0 | 0 | 0 | 0 | 0 | 0 | 0 | 0 | 0 | 0 | 0 | 0 | 0 | 1589 | 1633 | 2089 | 2838 | 2840 | 2763 | 3090 | 2482 | 2102 | 2131 | 1782 | 1506 | 1589 | 1633 | 2089 | 2838 | 2840 | 2763 | 3090 | 2482 | 2102 | 2131 | 1782 | 1506 | 181.281 | 186.302 | 238.299 | 323.672 | 323.93 | 315.143 | 352.512 | 283.052 | 239.722 | 243.036 | 203.266 | 171.785 | 0 | 0 | 26845 | 26845 | 3062 | 2020 | solar PV | TRUE
62997 | N | . | Spring Hope Solar 3, LLC | Spring Hope Solar 3, LLC | 62844 | NC | SAT | SERC |  | 22 | 2 | NAICS-22 Non-Cogen | PV | SUN | SUN | CPLE | A |  | . | . | . | . | . | . | . | . | . | . | . | 0 | . | . | . | . | . | . | . | . | . | . | . | 0 | . | . | . | . | . | . | . | . | . | . | . | 0 | . | . | . | . | . | . | . | . | . | . | . | 263 | . | . | . | . | . | . | . | . | . | . | . | 263 | . | . | . | . | . | . | . | . | . | . | . | 30 | 0 | 0 | 263 | 263 | 30 | 2020 | solar PV | TRUE
62998 | N | . | 25 Ashdown Road Solar, LLC | AES Distributed Energy | 61012 | NY | MAT | NPCC |  | 22 | 2 | NAICS-22 Non-Cogen | PV | SUN | SUN | NYIS | A |  | 0 | 0 | 0 | 0 | 0 | 0 | 0 | 0 | 0 | 0 | 0 | 0 | 0 | 0 | 0 | 0 | 0 | 0 | 0 | 0 | 0 | 0 | 0 | 0 | 0 | 0 | 0 | 0 | 0 | 0 | 0 | 0 | 0 | 0 | 0 | 0 | 2496 | 2787 | 4029 | 4040 | 5305 | 5333 | 5073 | 4307 | 4236 | 3007 | 2769 | 1873 | 2496 | 2787 | 4029 | 4040 | 5305 | 5333 | 5073 | 4307 | 4236 | 3007 | 2769 | 1873 | 284.69 | 317.843 | 459.574 | 460.83 | 605.159 | 608.357 | 578.601 | 491.272 | 483.133 | 343.002 | 315.873 | 213.666 | 0 | 0 | 45255 | 45255 | 5162 | 2020 | solar PV | TRUE
62999 | N | . | Finchville Solar, LLC Hybrid CSG | AES Distributed Energy | 61012 | NY | MAT | NPCC |  | 22 | 2 | NAICS-22 Non-Cogen | BA | MWH | OTH | NYIS | A | megawatthours | . | . | . | . | . | . | . | . | . | 0 | 0 | 0 | . | . | . | . | . | . | . | . | . | 0 | 0 | 0 | . | . | . | . | . | . | . | . | . | 0 | 0 | 0 | . | . | . | . | . | . | . | . | . | 0 | 0 | 0 | . | . | . | . | . | . | . | . | . | 0 | 0 | 0 | . | . | . | . | . | . | . | . | . | 0 | 0 | 0 | 0 | 0 | 0 | 0 | 0 | 2020 | other | TRUE
62999 | N | . | Finchville Solar, LLC Hybrid CSG | AES Distributed Energy | 61012 | NY | MAT | NPCC |  | 22 | 2 | NAICS-22 Non-Cogen | PV | SUN | SUN | NYIS | A |  | . | . | . | . | . | . | . | . | . | 0 | 0 | 0 | . | . | . | . | . | . | . | . | . | 0 | 0 | 0 | . | . | . | . | . | . | . | . | . | 0 | 0 | 0 | . | . | . | . | . | . | . | . | . | 1906 | 1755 | 1187 | . | . | . | . | . | . | . | . | . | 1906 | 1755 | 1187 | . | . | . | . | . | . | . | . | . | 217.389 | 200.194 | 135.417 | 0 | 0 | 4848 | 4848 | 553 | 2020 | solar PV | TRUE
63000 | N | . | RT 52 Walden Solar 1, LLC Hybrid | AES Distributed Energy | 61012 | NY | MAT | NPCC |  | 22 | 2 | NAICS-22 Non-Cogen | BA | MWH | OTH | NYIS | A | megawatthours | 108 | 108 | 110 | 108 | 115 | 109 | 109 | 118 | 105 | 115 | 110 | 117 | 108 | 108 | 110 | 108 | 115 | 109 | 109 | 118 | 105 | 115 | 110 | 117 | 0 | 0 | 0 | 0 | 0 | 0 | 0 | 0 | 0 | 0 | 0 | 0 | 0 | 0 | 0 | 0 | 0 | 0 | 0 | 0 | 0 | 0 | 0 | 0 | 0 | 0 | 0 | 0 | 0 | 0 | 0 | 0 | 0 | 0 | 0 | 0 | -3.674 | -3.647 | -3.711 | -3.641 | -3.889 | -3.667 | -3.687 | -3.991 | -3.556 | -3.886 | -3.715 | -3.936 | 1332 | 1332 | 0 | 0 | -45 | 2020 | other | TRUE
63000 | N | . | RT 52 Walden Solar 1, LLC Hybrid | AES Distributed Energy | 61012 | NY | MAT | NPCC |  | 22 | 2 | NAICS-22 Non-Cogen | PV | SUN | SUN | NYIS | A |  | 0 | 0 | 0 | 0 | 0 | 0 | 0 | 0 | 0 | 0 | 0 | 0 | 0 | 0 | 0 | 0 | 0 | 0 | 0 | 0 | 0 | 0 | 0 | 0 | 0 | 0 | 0 | 0 | 0 | 0 | 0 | 0 | 0 | 0 | 0 | 0 | 2304 | 2572 | 3719 | 3729 | 4897 | 4923 | 4682 | 3976 | 3910 | 2776 | 2556 | 1729 | 2304 | 2572 | 3719 | 3729 | 4897 | 4923 | 4682 | 3976 | 3910 | 2776 | 2556 | 1729 | 262.792 | 293.399 | 424.229 | 425.389 | 558.617 | 561.57 | 534.102 | 453.489 | 445.977 | 316.623 | 291.58 | 197.233 | 0 | 0 | 41773 | 41773 | 4765 | 2020 | solar PV | TRUE
63001 | N | . | Whitegrass No. 1 | Open Mountain Energy LLC. | 62861 | NV | MTN | WECC |  | 22 | 2 | NAICS-22 Non-Cogen | BT | GEO | GEO | NEVP | A |  | 0 | 0 | 0 | 0 | 0 | 0 | 0 | 0 | 0 | 0 | 0 | 0 | 0 | 0 | 0 | 0 | 0 | 0 | 0 | 0 | 0 | 0 | 0 | 0 | 0 | 0 | 0 | 0 | 0 | 0 | 0 | 0 | 0 | 0 | 0 | 0 | 14621 | 15565 | 16256 | 15363 | 14672 | 13506 | 12756 | 12410 | 13395 | 14869 | 15864 | 16625 | 14621 | 15565 | 16256 | 15363 | 14672 | 13506 | 12756 | 12410 | 13395 | 14869 | 15864 | 16625 | 1667.697 | 1775.361 | 1854.201 | 1752.388 | 1673.573 | 1540.549 | 1454.955 | 1415.504 | 1527.856 | 1696.063 | 1809.492 | 1896.361 | 0 | 0 | 175902 | 175902 | 20064 | 2020 | geothermal | TRUE
63004 | N | . | Novel Bartel Solar CSG | Novel Bartel Solar LLC | 62863 | MN | WNC | MRO |  | 22 | 2 | NAICS-22 Non-Cogen | PV | SUN | SUN | MISO | A |  | . | . | . | 0 | 0 | 0 | 0 | 0 | 0 | 0 | 0 | 0 | . | . | . | 0 | 0 | 0 | 0 | 0 | 0 | 0 | 0 | 0 | . | . | . | 0 | 0 | 0 | 0 | 0 | 0 | 0 | 0 | 0 | . | . | . | 1466 | 1525 | 1653 | 1594 | 1579 | 1113 | 833 | 638 | 399 | . | . | . | 1466 | 1525 | 1653 | 1594 | 1579 | 1113 | 833 | 638 | 399 | . | . | . | 167.264 | 173.989 | 188.585 | 181.846 | 180.063 | 126.977 | 95.024 | 72.722 | 45.53 | 0 | 0 | 10800 | 10800 | 1232 | 2020 | solar PV | TRUE
63005 | N | . | Novel Haley Solar CSG | Novel Haley Solar LLC | 62864 | MN | WNC | MRO |  | 22 | 2 | NAICS-22 Non-Cogen | PV | SUN | SUN | MISO | A |  | . | . | . | . | . | 0 | 0 | 0 | 0 | 0 | 0 | 0 | . | . | . | . | . | 0 | 0 | 0 | 0 | 0 | 0 | 0 | . | . | . | . | . | 0 | 0 | 0 | 0 | 0 | 0 | 0 | . | . | . | . | . | 1656 | 1596 | 1581 | 1115 | 834 | 638 | 400 | . | . | . | . | . | 1656 | 1596 | 1581 | 1115 | 834 | 638 | 400 | . | . | . | . | . | 188.85 | 182.102 | 180.317 | 127.155 | 95.158 | 72.824 | 45.594 | 0 | 0 | 7820 | 7820 | 892 | 2020 | solar PV | TRUE
63007 | N | . | Novel MNDot Solar CSG | Novel MNDot Solar LLC | 62866 | MN | WNC | MRO |  | 22 | 2 | NAICS-22 Non-Cogen | PV | SUN | SUN | MISO | A |  | . | . | . | . | . | . | . | . | . | . | 0 | 0 | . | . | . | . | . | . | . | . | . | . | 0 | 0 | . | . | . | . | . | . | . | . | . | . | 0 | 0 | . | . | . | . | . | . | . | . | . | . | 4809 | 3011 | . | . | . | . | . | . | . | . | . | . | 4809 | 3011 | . | . | . | . | . | . | . | . | . | . | 548.556 | 343.444 | 0 | 0 | 7820 | 7820 | 892 | 2020 | solar PV | TRUE
63010 | N | . | Novel Benedix Solar CSG | Novel Benedix Solar LLC | 62869 | MN | WNC | MRO |  | 22 | 2 | NAICS-22 Non-Cogen | PV | SUN | SUN | MISO | A |  | . | . | . | . | . | . | . | . | . | . | . | 0 | . | . | . | . | . | . | . | . | . | . | . | 0 | . | . | . | . | . | . | . | . | . | . | . | 0 | . | . | . | . | . | . | . | . | . | . | . | 999 | . | . | . | . | . | . | . | . | . | . | . | 999 | . | . | . | . | . | . | . | . | . | . | . | 114 | 0 | 0 | 999 | 999 | 114 | 2020 | solar PV | TRUE
63011 | N | . | Cronin Road Solar 1, LLC CSG Hybrid | AES Distributed Energy | 61012 | MA | NEW | NPCC |  | 22 | 2 | NAICS-22 Non-Cogen | BA | MWH | OTH | ISNE | A | megawatthours | . | . | . | . | . | . | 0 | 0 | 0 | 0 | 0 | 0 | . | . | . | . | . | . | 0 | 0 | 0 | 0 | 0 | 0 | . | . | . | . | . | . | 0 | 0 | 0 | 0 | 0 | 0 | . | . | . | . | . | . | 0 | 0 | 0 | 0 | 0 | 0 | . | . | . | . | . | . | 0 | 0 | 0 | 0 | 0 | 0 | . | . | . | . | . | . | 0 | 0 | 0 | 0 | 0 | 0 | 0 | 0 | 0 | 0 | 0 | 2020 | other | TRUE
63011 | N | . | Cronin Road Solar 1, LLC CSG Hybrid | AES Distributed Energy | 61012 | MA | NEW | NPCC |  | 22 | 2 | NAICS-22 Non-Cogen | PV | SUN | SUN | ISNE | A |  | . | . | . | . | . | 0 | 0 | 0 | 0 | 0 | 0 | 0 | . | . | . | . | . | 0 | 0 | 0 | 0 | 0 | 0 | 0 | . | . | . | . | . | 0 | 0 | 0 | 0 | 0 | 0 | 0 | . | . | . | . | . | 1354 | 1333 | 1260 | 1094 | 795 | 569 | 433 | . | . | . | . | . | 1354 | 1333 | 1260 | 1094 | 795 | 569 | 433 | . | . | . | . | . | 154.403 | 152.053 | 143.736 | 124.8 | 90.734 | 64.89 | 49.384 | 0 | 0 | 6838 | 6838 | 780 | 2020 | solar PV | TRUE
63012 | N | . | Ransomville Solar 1, LLC | AES Distributed Energy | 61012 | NY | MAT | NPCC |  | 22 | 2 | NAICS-22 Non-Cogen | PV | SUN | SUN | NYIS | A |  | 0 | 0 | 0 | 0 | 0 | 0 | 0 | 0 | 0 | 0 | 0 | 0 | 0 | 0 | 0 | 0 | 0 | 0 | 0 | 0 | 0 | 0 | 0 | 0 | 0 | 0 | 0 | 0 | 0 | 0 | 0 | 0 | 0 | 0 | 0 | 0 | 2133 | 2381 | 3443 | 3452 | 4534 | 4558 | 4335 | 3680 | 3619 | 2570 | 2366 | 1601 | 2133 | 2381 | 3443 | 3452 | 4534 | 4558 | 4335 | 3680 | 3619 | 2570 | 2366 | 1601 | 243.269 | 271.602 | 392.712 | 393.786 | 517.117 | 519.85 | 494.422 | 419.799 | 412.844 | 293.1 | 269.918 | 182.581 | 0 | 0 | 38672 | 38672 | 4411 | 2020 | solar PV | TRUE
63013 | N | . | Johnstown Solar 1, LLC | AES Distributed Energy | 61012 | NY | MAT | NPCC |  | 22 | 2 | NAICS-22 Non-Cogen | PV | SUN | SUN | NYIS | A |  | 0 | 0 | 0 | 0 | 0 | 0 | 0 | 0 | 0 | 0 | 0 | 0 | 0 | 0 | 0 | 0 | 0 | 0 | 0 | 0 | 0 | 0 | 0 | 0 | 0 | 0 | 0 | 0 | 0 | 0 | 0 | 0 | 0 | 0 | 0 | 0 | 2072 | 2313 | 3345 | 3354 | 4404 | 4427 | 4211 | 3575 | 3516 | 2496 | 2299 | 1555 | 2072 | 2313 | 3345 | 3354 | 4404 | 4427 | 4211 | 3575 | 3516 | 2496 | 2299 | 1555 | 236.323 | 263.843 | 381.494 | 382.537 | 502.345 | 505 | 480.299 | 407.807 | 401.051 | 284.728 | 262.208 | 177.365 | 0 | 0 | 37567 | 37567 | 4285 | 2020 | solar PV | TRUE
63019 | N | . | Green Lake Solar | Heritage Sustainable Energy. LLC | 62870 | MI | ENC | RFC |  | 22 | 2 | NAICS-22 Non-Cogen | PV | SUN | SUN | MISO | A |  | 0 | 0 | 0 | 0 | 0 | 0 | 0 | 0 | 0 | 0 | 0 | 0 | 0 | 0 | 0 | 0 | 0 | 0 | 0 | 0 | 0 | 0 | 0 | 0 | 0 | 0 | 0 | 0 | 0 | 0 | 0 | 0 | 0 | 0 | 0 | 0 | 428 | 636 | 936 | 1148 | 1354 | 1665 | 1599 | 1503 | 1177 | 929 | 632 | 459 | 428 | 636 | 936 | 1148 | 1354 | 1665 | 1599 | 1503 | 1177 | 929 | 632 | 459 | 48.87 | 72.572 | 106.729 | 130.997 | 154.425 | 189.86 | 182.402 | 171.475 | 134.197 | 106.016 | 72.057 | 52.4 | 0 | 0 | 12466 | 12466 | 1422 | 2020 | solar PV | TRUE
63020 | N | . | TCLP Solar Phase 1 | Heritage Sustainable Energy. LLC | 62870 | MI | ENC | RFC |  | 22 | 2 | NAICS-22 Non-Cogen | PV | SUN | SUN | MISO | A |  | 0 | 0 | 0 | 0 | 0 | 0 | 0 | 0 | 0 | 0 | 0 | 0 | 0 | 0 | 0 | 0 | 0 | 0 | 0 | 0 | 0 | 0 | 0 | 0 | 0 | 0 | 0 | 0 | 0 | 0 | 0 | 0 | 0 | 0 | 0 | 0 | 391 | 581 | 854 | 1048 | 1236 | 1519 | 1460 | 1372 | 1074 | 848 | 577 | 419 | 391 | 581 | 854 | 1048 | 1236 | 1519 | 1460 | 1372 | 1074 | 848 | 577 | 419 | 44.608 | 66.244 | 97.422 | 119.574 | 140.959 | 173.304 | 166.496 | 156.523 | 122.495 | 96.771 | 65.773 | 47.831 | 0 | 0 | 11379 | 11379 | 1298 | 2020 | solar PV | TRUE
63021 | N | . | SCCCD - Clovis Community College | Forefront Power, LLC | 62856 | CA | PACC | WECC |  | 22 | 2 | NAICS-22 Non-Cogen | PV | SUN | SUN | CISO | A |  | 0 | 0 | 0 | 0 | 0 | 0 | 0 | 0 | 0 | 0 | 0 | 0 | 0 | 0 | 0 | 0 | 0 | 0 | 0 | 0 | 0 | 0 | 0 | 0 | 0 | 0 | 0 | 0 | 0 | 0 | 0 | 0 | 0 | 0 | 0 | 0 | 905 | 1227 | 1200 | 1513 | 1980 | 1971 | 2227 | 1845 | 1449 | 1339 | 1059 | 838 | 905 | 1227 | 1200 | 1513 | 1980 | 1971 | 2227 | 1845 | 1449 | 1339 | 1059 | 838 | 103.215 | 139.911 | 136.912 | 172.547 | 225.821 | 224.873 | 253.998 | 210.43 | 165.229 | 152.726 | 120.741 | 95.597 | 0 | 0 | 17553 | 17553 | 2002 | 2020 | solar PV | TRUE
63022 | N | . | Fort Carson Battery Energy Storage System | Department of the Army, Fort Carson | 62876 | CO | MTN | WECC |  | 928 | 4 | Commercial NAICS Non-Cogen | BA | MWH | OTH | WACM | A | megawatthours | 0 | 0 | 0 | 0 | 0 | 0 | 0 | 0 | 0 | 0 | 0 | 8 | 0 | 0 | 0 | 0 | 0 | 0 | 0 | 0 | 0 | 0 | 0 | 8 | 0 | 0 | 0 | 0 | 0 | 0 | 0 | 0 | 0 | 0 | 0 | 0 | 0 | 0 | 0 | 0 | 0 | 0 | 0 | 0 | 0 | 0 | 0 | 0 | 0 | 0 | 0 | 0 | 0 | 0 | 0 | 0 | 0 | 0 | 0 | 0 | 0 | 0 | 0 | 0 | 0 | 0 | 0 | 0 | 0 | 0 | 0 | -1 | 8 | 8 | 0 | 0 | -1 | 2020 | other | FALSE
63025 | N | . | Clear Creek Wind | Clear Creek Wind, LLC | 62855 | MO | WNC | MRO |  | 22 | 2 | NAICS-22 Non-Cogen | WT | WND | WND | AECI | M |  | . | . | . | . | 0 | 0 | 0 | 0 | 0 | 0 | 0 | 0 | . | . | . | . | 0 | 0 | 0 | 0 | 0 | 0 | 0 | 0 | . | . | . | . | 0 | 0 | 0 | 0 | 0 | 0 | 0 | 0 | . | . | . | . | 487901 | 612875 | 375175 | 445329 | 582699 | 645532 | 748123 | 565051 | . | . | . | . | 487901 | 612875 | 375175 | 445329 | 582699 | 645532 | 748123 | 565051 | . | . | . | . | 55652 | 69907 | 42794 | 50796 | 66465 | 73632 | 85334 | 64452 | 0 | 0 | 4462685 | 4462685 | 509032 | 2020 | onshore wind | TRUE
63027 | N | . | Mars Solar | Sol Systems | 61677 | TX | WSC | TRE |  | 22 | 2 | NAICS-22 Non-Cogen | PV | SUN | SUN | ERCO | A |  | 0 | 0 | 0 | 0 | 0 | 0 | 0 | 0 | 0 | 0 | 0 | 0 | 0 | 0 | 0 | 0 | 0 | 0 | 0 | 0 | 0 | 0 | 0 | 0 | 0 | 0 | 0 | 0 | 0 | 0 | 0 | 0 | 0 | 0 | 0 | 0 | 9875 | 11690 | 12335 | 15920 | 20799 | 22459 | 23984 | 21335 | 16981 | 14086 | 11601 | 10670 | 9875 | 11690 | 12335 | 15920 | 20799 | 22459 | 23984 | 21335 | 16981 | 14086 | 11601 | 10670 | 1126.404 | 1333.399 | 1406.978 | 1815.949 | 2372.419 | 2561.745 | 2735.693 | 2433.53 | 1936.915 | 1606.708 | 1323.211 | 1217.049 | 0 | 0 | 191735 | 191735 | 21870 | 2020 | solar PV | TRUE
63030 | N | . | Canadian Breaks, LLC | RWE Renewables Americas LLC | 56215 | TX | WSC | TRE |  | 22 | 2 | NAICS-22 Non-Cogen | WT | WND | WND | ERCO | M |  | 0 | 0 | 0 | 0 | 0 | 0 | 0 | 0 | 0 | 0 | 0 | 0 | 0 | 0 | 0 | 0 | 0 | 0 | 0 | 0 | 0 | 0 | 0 | 0 | 0 | 0 | 0 | 0 | 0 | 0 | 0 | 0 | 0 | 0 | 0 | 0 | 552610 | 602240 | 684536 | 675830 | 620967 | 822318 | 465940 | 581726 | 490014 | 512633 | 695284 | 563701 | 552610 | 602240 | 684536 | 675830 | 620967 | 822318 | 465940 | 581726 | 490014 | 512633 | 695284 | 563701 | 63033 | 68694 | 78081 | 77088 | 70830 | 93797 | 53147 | 66354 | 55893 | 58473 | 79307 | 64298 | 0 | 0 | 7267799 | 7267799 | 828995 | 2020 | onshore wind | TRUE
63031 | N | . | Gloucester Solar | Dominion Energy Inc | 5248 | VA | SAT | WECC |  | 22 | 1 | Electric Utility | PV | SUN | SUN | PJM | A |  | 0 | 0 | 0 | 0 | 0 | 0 | 0 | 0 | 0 | 0 | 0 | 0 | 0 | 0 | 0 | 0 | 0 | 0 | 0 | 0 | 0 | 0 | 0 | 0 | 0 | 0 | 0 | 0 | 0 | 0 | 0 | 0 | 0 | 0 | 0 | 0 | 17666 | 18949 | 26257 | 33719 | 35365 | 39178 | 43186 | 30349 | 25093 | 24132 | 19228 | 15045 | 17666 | 18949 | 26257 | 33719 | 35365 | 39178 | 43186 | 30349 | 25093 | 24132 | 19228 | 15045 | 2015.004 | 2161.351 | 2994.976 | 3846.165 | 4033.902 | 4468.788 | 4925.917 | 3461.75 | 2862.264 | 2752.612 | 2193.222 | 1716.049 | 0 | 0 | 328167 | 328167 | 37432 | 2020 | solar PV | TRUE
63033 | N | . | FastSun 19 CSG | Altus Power America Management, LLC | 60281 | MN | WNC | MRO |  | 22 | 2 | NAICS-22 Non-Cogen | PV | SUN | SUN | MISO | A |  | . | . | . | . | . | 0 | 0 | 0 | 0 | 0 | 0 | 0 | . | . | . | . | . | 0 | 0 | 0 | 0 | 0 | 0 | 0 | . | . | . | . | . | 0 | 0 | 0 | 0 | 0 | 0 | 0 | . | . | . | . | . | 1977 | 1906 | 1887 | 1331 | 996 | 762 | 477 | . | . | . | . | . | 1977 | 1906 | 1887 | 1331 | 996 | 762 | 477 | . | . | . | . | . | 225.477 | 217.42 | 215.288 | 151.816 | 113.614 | 86.948 | 54.437 | 0 | 0 | 9336 | 9336 | 1065 | 2020 | solar PV | TRUE
63034 | N | . | FastSun 18 CSG | Altus Power America Management, LLC | 60281 | MN | WNC | MRO |  | 22 | 2 | NAICS-22 Non-Cogen | PV | SUN | SUN | MISO | A |  | 0 | 0 | 0 | 0 | 0 | 0 | 0 | 0 | 0 | 0 | 0 | 0 | 0 | 0 | 0 | 0 | 0 | 0 | 0 | 0 | 0 | 0 | 0 | 0 | 0 | 0 | 0 | 0 | 0 | 0 | 0 | 0 | 0 | 0 | 0 | 0 | 371 | 823 | 999 | 1321 | 1374 | 1489 | 1436 | 1422 | 1003 | 750 | 574 | 360 | 371 | 823 | 999 | 1321 | 1374 | 1489 | 1436 | 1422 | 1003 | 750 | 574 | 360 | 42.355 | 93.929 | 113.963 | 150.667 | 156.725 | 169.872 | 163.802 | 162.196 | 114.377 | 85.596 | 65.506 | 41.012 | 0 | 0 | 11922 | 11922 | 1360 | 2020 | solar PV | TRUE
63035 | N | . | FastSun 13 CSG | Altus Power America Management, LLC | 60281 | MN | WNC | MRO |  | 22 | 2 | NAICS-22 Non-Cogen | PV | SUN | SUN | MISO | A |  | 0 | 0 | 0 | 0 | 0 | 0 | 0 | 0 | 0 | 0 | 0 | 0 | 0 | 0 | 0 | 0 | 0 | 0 | 0 | 0 | 0 | 0 | 0 | 0 | 0 | 0 | 0 | 0 | 0 | 0 | 0 | 0 | 0 | 0 | 0 | 0 | 523 | 1160 | 1408 | 1861 | 1936 | 2098 | 2023 | 2003 | 1413 | 1057 | 809 | 507 | 523 | 1160 | 1408 | 1861 | 1936 | 2098 | 2023 | 2003 | 1413 | 1057 | 809 | 507 | 59.672 | 132.329 | 160.553 | 212.263 | 220.797 | 239.32 | 230.769 | 228.506 | 161.137 | 120.589 | 92.286 | 57.779 | 0 | 0 | 16798 | 16798 | 1916 | 2020 | solar PV | TRUE
63036 | N | . | FastSun 14 CSG | Altus Power America Management, LLC | 60281 | MN | WNC | MRO |  | 22 | 2 | NAICS-22 Non-Cogen | PV | SUN | SUN | MISO | A |  | 0 | 0 | 0 | 0 | 0 | 0 | 0 | 0 | 0 | 0 | 0 | 0 | 0 | 0 | 0 | 0 | 0 | 0 | 0 | 0 | 0 | 0 | 0 | 0 | 0 | 0 | 0 | 0 | 0 | 0 | 0 | 0 | 0 | 0 | 0 | 0 | 417 | 924 | 1121 | 1482 | 1542 | 1671 | 1611 | 1596 | 1125 | 842 | 644 | 403 | 417 | 924 | 1121 | 1482 | 1542 | 1671 | 1611 | 1596 | 1125 | 842 | 644 | 403 | 47.526 | 105.394 | 127.873 | 169.057 | 175.854 | 190.606 | 183.796 | 181.994 | 128.338 | 96.043 | 73.501 | 46.018 | 0 | 0 | 13378 | 13378 | 1526 | 2020 | solar PV | TRUE
63037 | N | . | FastSun 11 CSG | Altus Power America Management, LLC | 60281 | MN | WNC | MRO |  | 22 | 2 | NAICS-22 Non-Cogen | PV | SUN | SUN | MISO | A |  | . | . | 0 | 0 | 0 | 0 | 0 | 0 | 0 | 0 | 0 | 0 | . | . | 0 | 0 | 0 | 0 | 0 | 0 | 0 | 0 | 0 | 0 | . | . | 0 | 0 | 0 | 0 | 0 | 0 | 0 | 0 | 0 | 0 | . | . | 1295 | 1712 | 1781 | 1930 | 1861 | 1843 | 1300 | 973 | 744 | 466 | . | . | 1295 | 1712 | 1781 | 1930 | 1861 | 1843 | 1300 | 973 | 744 | 466 | . | . | 147.702 | 195.272 | 203.123 | 220.163 | 212.297 | 210.215 | 148.239 | 110.936 | 84.899 | 53.154 | 0 | 0 | 13905 | 13905 | 1586 | 2020 | solar PV | TRUE
63038 | N | . | FastSun 10 CSG | Altus Power America Management, LLC | 60281 | MN | WNC | MRO |  | 22 | 2 | NAICS-22 Non-Cogen | PV | SUN | SUN | MISO | A |  | . | . | 0 | 0 | 0 | 0 | 0 | 0 | 0 | 0 | 0 | 0 | . | . | 0 | 0 | 0 | 0 | 0 | 0 | 0 | 0 | 0 | 0 | . | . | 0 | 0 | 0 | 0 | 0 | 0 | 0 | 0 | 0 | 0 | . | . | 1241 | 1641 | 1707 | 1850 | 1784 | 1766 | 1246 | 932 | 713 | 447 | . | . | 1241 | 1641 | 1707 | 1850 | 1784 | 1766 | 1246 | 932 | 713 | 447 | . | . | 141.556 | 187.146 | 194.67 | 211.001 | 203.462 | 201.467 | 142.07 | 106.32 | 81.366 | 50.942 | 0 | 0 | 13327 | 13327 | 1520 | 2020 | solar PV | TRUE
63039 | N | . | FastSun 8 CSG | Altus Power America Management, LLC | 60281 | MN | WNC | MRO |  | 22 | 2 | NAICS-22 Non-Cogen | PV | SUN | SUN | MISO | A |  | 0 | 0 | 0 | 0 | 0 | 0 | 0 | 0 | 0 | 0 | 0 | 0 | 0 | 0 | 0 | 0 | 0 | 0 | 0 | 0 | 0 | 0 | 0 | 0 | 0 | 0 | 0 | 0 | 0 | 0 | 0 | 0 | 0 | 0 | 0 | 0 | 427 | 948 | 1150 | 1520 | 1581 | 1714 | 1653 | 1636 | 1154 | 864 | 661 | 414 | 427 | 948 | 1150 | 1520 | 1581 | 1714 | 1653 | 1636 | 1154 | 864 | 661 | 414 | 48.739 | 108.087 | 131.141 | 173.378 | 180.349 | 195.478 | 188.493 | 186.645 | 131.618 | 98.498 | 75.38 | 47.194 | 0 | 0 | 13722 | 13722 | 1565 | 2020 | solar PV | TRUE
63040 | N | . | FastSun 9 CSG | Altus Power America Management, LLC | 60281 | MN | WNC | MRO |  | 22 | 2 | NAICS-22 Non-Cogen | PV | SUN | SUN | MISO | A |  | . | . | 0 | 0 | 0 | 0 | 0 | 0 | 0 | 0 | 0 | 0 | . | . | 0 | 0 | 0 | 0 | 0 | 0 | 0 | 0 | 0 | 0 | . | . | 0 | 0 | 0 | 0 | 0 | 0 | 0 | 0 | 0 | 0 | . | . | 1270 | 1680 | 1747 | 1894 | 1826 | 1808 | 1275 | 954 | 730 | 457 | . | . | 1270 | 1680 | 1747 | 1894 | 1826 | 1808 | 1275 | 954 | 730 | 457 | . | . | 144.906 | 191.579 | 199.281 | 215.999 | 208.281 | 206.239 | 145.435 | 108.838 | 83.293 | 52.149 | 0 | 0 | 13641 | 13641 | 1556 | 2020 | solar PV | TRUE
63042 | N | . | FastSun 3 CSG | Altus Power America Management, LLC | 60281 | MN | WNC | MRO |  | 22 | 2 | NAICS-22 Non-Cogen | PV | SUN | SUN | MISO | A |  | 0 | 0 | 0 | 0 | 0 | 0 | 0 | 0 | 0 | 0 | 0 | 0 | 0 | 0 | 0 | 0 | 0 | 0 | 0 | 0 | 0 | 0 | 0 | 0 | 0 | 0 | 0 | 0 | 0 | 0 | 0 | 0 | 0 | 0 | 0 | 0 | 495 | 1097 | 1331 | 1760 | 1831 | 1984 | 1913 | 1895 | 1336 | 1000 | 765 | 479 | 495 | 1097 | 1331 | 1760 | 1831 | 1984 | 1913 | 1895 | 1336 | 1000 | 765 | 479 | 56.432 | 125.146 | 151.839 | 200.742 | 208.812 | 226.329 | 218.243 | 216.103 | 152.391 | 114.043 | 87.277 | 54.643 | 0 | 0 | 15886 | 15886 | 1812 | 2020 | solar PV | TRUE
63043 | N | . | FastSun 7 CSG | Altus Power America Management, LLC | 60281 | MN | WNC | MRO |  | 22 | 2 | NAICS-22 Non-Cogen | PV | SUN | SUN | MISO | A |  | 0 | 0 | 0 | 0 | 0 | 0 | 0 | 0 | 0 | 0 | 0 | 0 | 0 | 0 | 0 | 0 | 0 | 0 | 0 | 0 | 0 | 0 | 0 | 0 | 0 | 0 | 0 | 0 | 0 | 0 | 0 | 0 | 0 | 0 | 0 | 0 | 474 | 1052 | 1276 | 1687 | 1755 | 1902 | 1834 | 1816 | 1281 | 958 | 733 | 459 | 474 | 1052 | 1276 | 1687 | 1755 | 1902 | 1834 | 1816 | 1281 | 958 | 733 | 459 | 54.098 | 119.966 | 145.554 | 192.433 | 200.17 | 216.961 | 209.209 | 207.158 | 146.083 | 109.323 | 83.664 | 52.381 | 0 | 0 | 15227 | 15227 | 1737 | 2020 | solar PV | TRUE
63044 | N | . | Ryan Road Solar LLC Hybrid | AES Distributed Energy | 61012 | MA | NEW | NPCC |  | 22 | 2 | NAICS-22 Non-Cogen | PV | SUN | SUN | ISNE | A |  | 0 | 0 | 0 | 0 | 0 | 0 | 0 | 0 | 0 | 0 | 0 | 0 | 0 | 0 | 0 | 0 | 0 | 0 | 0 | 0 | 0 | 0 | 0 | 0 | 0 | 0 | 0 | 0 | 0 | 0 | 0 | 0 | 0 | 0 | 0 | 0 | 0 | 0 | 0 | 0 | 0 | 0 | 0 | 0 | 0 | 0 | 0 | 0 | 0 | 0 | 0 | 0 | 0 | 0 | 0 | 0 | 0 | 0 | 0 | 0 | 0 | 0 | 0 | 0 | 0 | 0 | 0 | 0 | 0 | 0 | 0 | 0 | 0 | 0 | 0 | 0 | 0 | 2020 | solar PV | TRUE
63045 | N | . | FastSun 5 CSG | Altus Power America Management, LLC | 60281 | MN | WNC | MRO |  | 22 | 2 | NAICS-22 Non-Cogen | PV | SUN | SUN | MISO | A |  | 0 | 0 | 0 | 0 | 0 | 0 | 0 | 0 | 0 | 0 | 0 | 0 | 0 | 0 | 0 | 0 | 0 | 0 | 0 | 0 | 0 | 0 | 0 | 0 | 0 | 0 | 0 | 0 | 0 | 0 | 0 | 0 | 0 | 0 | 0 | 0 | 294 | 652 | 790 | 1045 | 1087 | 1178 | 1136 | 1125 | 793 | 594 | 454 | 284 | 294 | 652 | 790 | 1045 | 1087 | 1178 | 1136 | 1125 | 793 | 594 | 454 | 284 | 33.509 | 74.314 | 90.165 | 119.204 | 123.997 | 134.399 | 129.597 | 128.326 | 90.493 | 67.721 | 51.827 | 32.448 | 0 | 0 | 9432 | 9432 | 1076 | 2020 | solar PV | TRUE
63046 | N | . | FastSun 1 CSG | Altus Power America Management, LLC | 60281 | MN | WNC | MRO |  | 22 | 2 | NAICS-22 Non-Cogen | PV | SUN | SUN | MISO | A |  | 0 | 0 | 0 | 0 | 0 | 0 | 0 | 0 | 0 | 0 | 0 | 0 | 0 | 0 | 0 | 0 | 0 | 0 | 0 | 0 | 0 | 0 | 0 | 0 | 0 | 0 | 0 | 0 | 0 | 0 | 0 | 0 | 0 | 0 | 0 | 0 | 467 | 1036 | 1257 | 1662 | 1729 | 1874 | 1807 | 1789 | 1262 | 944 | 723 | 452 | 467 | 1036 | 1257 | 1662 | 1729 | 1874 | 1807 | 1789 | 1262 | 944 | 723 | 452 | 53.287 | 118.171 | 143.375 | 189.552 | 197.173 | 213.714 | 206.078 | 204.057 | 143.897 | 107.687 | 82.412 | 51.597 | 0 | 0 | 15002 | 15002 | 1711 | 2020 | solar PV | TRUE
63051 | N | . | Hollygrove CSG | Forefront Power, LLC | 62856 | NY | MAT | NPCC |  | 22 | 2 | NAICS-22 Non-Cogen | PV | SUN | SUN | NYIS | A |  | 0 | 0 | 0 | 0 | 0 | 0 | 0 | 0 | 0 | 0 | 0 | 0 | 0 | 0 | 0 | 0 | 0 | 0 | 0 | 0 | 0 | 0 | 0 | 0 | 0 | 0 | 0 | 0 | 0 | 0 | 0 | 0 | 0 | 0 | 0 | 0 | 1541 | 1720 | 2488 | 2494 | 3276 | 3293 | 3132 | 2659 | 2615 | 1857 | 1710 | 1157 | 1541 | 1720 | 2488 | 2494 | 3276 | 3293 | 3132 | 2659 | 2615 | 1857 | 1710 | 1157 | 175.765 | 196.235 | 283.739 | 284.515 | 373.623 | 375.598 | 357.226 | 303.31 | 298.285 | 211.768 | 195.019 | 131.917 | 0 | 0 | 27942 | 27942 | 3187 | 2020 | solar PV | TRUE
63052 | N | . | Guildlerland CSG | Forefront Power, LLC | 62856 | NY | MAT | NPCC |  | 22 | 2 | NAICS-22 Non-Cogen | PV | SUN | SUN | NYIS | A |  | 0 | 0 | 0 | 0 | 0 | 0 | 0 | 0 | 0 | 0 | 0 | 0 | 0 | 0 | 0 | 0 | 0 | 0 | 0 | 0 | 0 | 0 | 0 | 0 | 0 | 0 | 0 | 0 | 0 | 0 | 0 | 0 | 0 | 0 | 0 | 0 | 1702 | 1901 | 2748 | 2756 | 3619 | 3638 | 3460 | 2938 | 2889 | 2051 | 1889 | 1278 | 1702 | 1901 | 2748 | 2756 | 3619 | 3638 | 3460 | 2938 | 2889 | 2051 | 1889 | 1278 | 194.185 | 216.801 | 313.475 | 314.332 | 412.779 | 414.961 | 394.664 | 335.097 | 329.545 | 233.962 | 215.457 | 145.742 | 0 | 0 | 30869 | 30869 | 3521 | 2020 | solar PV | TRUE
63053 | N | . | Palo Alto Wind Farm | MidAmerican Energy Co | 12341 | IA | WNC | MRO |  | 22 | 1 | Electric Utility | WT | WND | WND | MISO | M |  | 0 | 0 | 0 | 0 | 0 | 0 | 0 | 0 | 0 | 0 | 0 | 0 | 0 | 0 | 0 | 0 | 0 | 0 | 0 | 0 | 0 | 0 | 0 | 0 | 0 | 0 | 0 | 0 | 0 | 0 | 0 | 0 | 0 | 0 | 0 | 0 | 517814 | 526415 | 536128 | 655018 | 757346 | 829700 | 494257 | 682152 | 820354 | 852126 | 935833 | 858070 | 517814 | 526415 | 536128 | 655018 | 757346 | 829700 | 494257 | 682152 | 820354 | 852126 | 935833 | 858070 | 59064 | 60045 | 61153 | 74714 | 86386 | 94639 | 56377 | 77809 | 93573 | 97197 | 106745 | 97875 | 0 | 0 | 8465213 | 8465213 | 965577 | 2020 | onshore wind | TRUE
63054 | N | . | CalCity Solar 1 | CalCity Solar 1 , LLC | 62885 | CA | PACC | WECC |  | 22 | 2 | NAICS-22 Non-Cogen | PV | SUN | SUN | CISO | A |  | 0 | 0 | 0 | 0 | 0 | 0 | 0 | 0 | 0 | 0 | 0 | 0 | 0 | 0 | 0 | 0 | 0 | 0 | 0 | 0 | 0 | 0 | 0 | 0 | 0 | 0 | 0 | 0 | 0 | 0 | 0 | 0 | 0 | 0 | 0 | 0 | 3669 | 4974 | 4867 | 6134 | 8028 | 7994 | 9030 | 7481 | 5874 | 5429 | 4292 | 3398 | 3669 | 4974 | 4867 | 6134 | 8028 | 7994 | 9030 | 7481 | 5874 | 5429 | 4292 | 3398 | 418.528 | 567.333 | 555.17 | 699.67 | 915.693 | 911.848 | 1029.947 | 853.283 | 669.996 | 619.295 | 489.598 | 387.639 | 0 | 0 | 71170 | 71170 | 8118 | 2020 | solar PV | TRUE
63055 | N | . | Howland CSG | Forefront Power, LLC | 62856 | NY | MAT | NPCC |  | 22 | 2 | NAICS-22 Non-Cogen | PV | SUN | SUN | NYIS | A |  | 0 | 0 | 0 | 0 | 0 | 0 | 0 | 0 | 0 | 0 | 0 | 0 | 0 | 0 | 0 | 0 | 0 | 0 | 0 | 0 | 0 | 0 | 0 | 0 | 0 | 0 | 0 | 0 | 0 | 0 | 0 | 0 | 0 | 0 | 0 | 0 | 1609 | 1797 | 2598 | 2605 | 3420 | 3439 | 3270 | 2777 | 2731 | 1939 | 1785 | 1208 | 1609 | 1797 | 2598 | 2605 | 3420 | 3439 | 3270 | 2777 | 2731 | 1939 | 1785 | 1208 | 183.542 | 204.917 | 296.292 | 297.102 | 390.153 | 392.215 | 373.03 | 316.729 | 311.482 | 221.138 | 203.647 | 137.753 | 0 | 0 | 29178 | 29178 | 3328 | 2020 | solar PV | TRUE
63056 | N | . | Gifford CSG | Forefront Power, LLC | 62856 | NY | MAT | NPCC |  | 22 | 2 | NAICS-22 Non-Cogen | PV | SUN | SUN | NYIS | A |  | 0 | 0 | 0 | 0 | 0 | 0 | 0 | 0 | 0 | 0 | 0 | 0 | 0 | 0 | 0 | 0 | 0 | 0 | 0 | 0 | 0 | 0 | 0 | 0 | 0 | 0 | 0 | 0 | 0 | 0 | 0 | 0 | 0 | 0 | 0 | 0 | 1653 | 1845 | 2668 | 2675 | 3513 | 3532 | 3359 | 2852 | 2805 | 1991 | 1834 | 1240 | 1653 | 1845 | 2668 | 2675 | 3513 | 3532 | 3359 | 2852 | 2805 | 1991 | 1834 | 1240 | 188.506 | 210.459 | 304.305 | 305.137 | 400.704 | 402.822 | 383.118 | 325.294 | 319.905 | 227.118 | 209.154 | 141.478 | 0 | 0 | 29967 | 29967 | 3418 | 2020 | solar PV | TRUE
63057 | N | . | Czub CSG | Forefront Power, LLC | 62856 | NY | MAT | NPCC |  | 22 | 2 | NAICS-22 Non-Cogen | PV | SUN | SUN | NYIS | A |  | 0 | 0 | 0 | 0 | 0 | 0 | 0 | 0 | 0 | 0 | 0 | 0 | 0 | 0 | 0 | 0 | 0 | 0 | 0 | 0 | 0 | 0 | 0 | 0 | 0 | 0 | 0 | 0 | 0 | 0 | 0 | 0 | 0 | 0 | 0 | 0 | 1744 | 1947 | 2815 | 2822 | 3706 | 3726 | 3544 | 3009 | 2959 | 2101 | 1935 | 1309 | 1744 | 1947 | 2815 | 2822 | 3706 | 3726 | 3544 | 3009 | 2959 | 2101 | 1935 | 1309 | 198.874 | 222.035 | 321.043 | 321.92 | 422.744 | 424.978 | 404.191 | 343.186 | 337.501 | 239.61 | 220.658 | 149.26 | 0 | 0 | 31617 | 31617 | 3606 | 2020 | solar PV | TRUE
63058 | N | . | Mereand CSG | Forefront Power, LLC | 62856 | NY | MAT | NPCC |  | 22 | 2 | NAICS-22 Non-Cogen | PV | SUN | SUN | NYIS | A |  | 0 | 0 | 0 | 0 | 0 | 0 | 0 | 0 | 0 | 0 | 0 | 0 | 0 | 0 | 0 | 0 | 0 | 0 | 0 | 0 | 0 | 0 | 0 | 0 | 0 | 0 | 0 | 0 | 0 | 0 | 0 | 0 | 0 | 0 | 0 | 0 | 1614 | 1802 | 2606 | 2613 | 3432 | 3450 | 3281 | 2786 | 2740 | 1945 | 1791 | 1212 | 1614 | 1802 | 2606 | 2613 | 3432 | 3450 | 3281 | 2786 | 2740 | 1945 | 1791 | 1212 | 184.149 | 205.595 | 297.272 | 298.084 | 391.442 | 393.511 | 374.263 | 317.776 | 312.511 | 221.869 | 204.32 | 138.208 | 0 | 0 | 29272 | 29272 | 3339 | 2020 | solar PV | TRUE
63059 | N | . | Aegis CSG | Forefront Power, LLC | 62856 | NY | MAT | NPCC |  | 22 | 2 | NAICS-22 Non-Cogen | PV | SUN | SUN | NYIS | A |  | 0 | 0 | 0 | 0 | 0 | 0 | 0 | 0 | 0 | 0 | 0 | 0 | 0 | 0 | 0 | 0 | 0 | 0 | 0 | 0 | 0 | 0 | 0 | 0 | 0 | 0 | 0 | 0 | 0 | 0 | 0 | 0 | 0 | 0 | 0 | 0 | 1631 | 1821 | 2634 | 2641 | 3468 | 3486 | 3316 | 2815 | 2769 | 1966 | 1810 | 1224 | 1631 | 1821 | 2634 | 2641 | 3468 | 3486 | 3316 | 2815 | 2769 | 1966 | 1810 | 1224 | 186.077 | 207.75 | 300.388 | 301.209 | 395.546 | 397.636 | 378.187 | 321.107 | 315.787 | 224.194 | 206.462 | 139.657 | 0 | 0 | 29581 | 29581 | 3374 | 2020 | solar PV | TRUE
63060 | N | . | Pearl CSG | Forefront Power, LLC | 62856 | NY | MAT | NPCC |  | 22 | 2 | NAICS-22 Non-Cogen | PV | SUN | SUN | NYIS | A |  | 0 | 0 | 0 | 0 | 0 | 0 | 0 | 0 | 0 | 0 | 0 | 0 | 0 | 0 | 0 | 0 | 0 | 0 | 0 | 0 | 0 | 0 | 0 | 0 | 0 | 0 | 0 | 0 | 0 | 0 | 0 | 0 | 0 | 0 | 0 | 0 | 1583 | 1767 | 2555 | 2562 | 3364 | 3382 | 3216 | 2731 | 2686 | 1907 | 1756 | 1188 | 1583 | 1767 | 2555 | 2562 | 3364 | 3382 | 3216 | 2731 | 2686 | 1907 | 1756 | 1188 | 180.509 | 201.531 | 291.396 | 292.192 | 383.705 | 385.733 | 366.866 | 311.494 | 306.334 | 217.483 | 200.281 | 135.476 | 0 | 0 | 28697 | 28697 | 3273 | 2020 | solar PV | TRUE
63063 | N | . | Duke Energy CHP at Clemson University | Duke Energy Carolinas, LLC | 5416 | SC | SAT | SERC |  | 22 | 1 | Electric Utility | GT | NG | NG | DUK | A | mcf | 5035 | 4944 | 5138 | 5110 | 5527 | 5039 | 6722 | 5941 | 4665 | 4352 | 3919 | 4757 | 5035 | 4944 | 5138 | 5110 | 5527 | 5039 | 6722 | 5941 | 4665 | 4352 | 3919 | 4757 | 1.03 | 1.03 | 1.03 | 1.03 | 1.03 | 1.03 | 1.03 | 1.03 | 1.03 | 1.03 | 1.03 | 1.03 | 5186 | 5092 | 5292 | 5263 | 5693 | 5190 | 6924 | 6119 | 4805 | 4483 | 4037 | 4900 | 5186 | 5092 | 5292 | 5263 | 5693 | 5190 | 6924 | 6119 | 4805 | 4483 | 4037 | 4900 | 436.327 | 428.487 | 445.291 | 442.86 | 479.068 | 436.79 | 582.656 | 514.964 | 404.333 | 377.162 | 339.713 | 412.349 | 61149 | 61149 | 62984 | 62984 | 5300 | 2020 | natural gas peaker | TRUE
63064 | N | . | Asheville-Rock Hill Battery | Duke Energy Progress - (NC) | 3046 | NC | SAT | SERC |  | 22 | 1 | Electric Utility | BA | MWH | OTH | CPLW | M | megawatthours | . | . | . | . | . | . | . | 0 | 17 | 79 | 23 | 31 | . | . | . | . | . | . | . | 0 | 17 | 79 | 23 | 31 | . | . | . | . | . | . | . | 0 | 0 | 0 | 0 | 0 | . | . | . | . | . | . | . | 0 | 0 | 0 | 0 | 0 | . | . | . | . | . | . | . | 0 | 0 | 0 | 0 | 0 | . | . | . | . | . | . | . | 0 | -4 | -18 | -18 | -14 | 150 | 150 | 0 | 0 | -54 | 2020 | other | TRUE
63068 | N | . | SCCCD - Fresno Community College | Forefront Power, LLC | 62856 | CA | PACC | WECC |  | 22 | 2 | NAICS-22 Non-Cogen | PV | SUN | SUN | CISO | A |  | 0 | 0 | 0 | 0 | 0 | 0 | 0 | 0 | 0 | 0 | 0 | 0 | 0 | 0 | 0 | 0 | 0 | 0 | 0 | 0 | 0 | 0 | 0 | 0 | 0 | 0 | 0 | 0 | 0 | 0 | 0 | 0 | 0 | 0 | 0 | 0 | 1647 | 2233 | 2185 | 2753 | 3604 | 3588 | 4053 | 3358 | 2637 | 2437 | 1927 | 1525 | 1647 | 2233 | 2185 | 2753 | 3604 | 3588 | 4053 | 3358 | 2637 | 2437 | 1927 | 1525 | 187.868 | 254.664 | 249.204 | 314.067 | 411.036 | 409.309 | 462.322 | 383.021 | 300.747 | 277.989 | 219.77 | 174.003 | 0 | 0 | 31947 | 31947 | 3644 | 2020 | solar PV | TRUE
63069 | N | . | Harmony Road Solar | Forefront Power, LLC | 62856 | IL | ENC | RFC |  | 22 | 2 | NAICS-22 Non-Cogen | PV | SUN | SUN | PJM | A |  | . | . | . | . | . | . | . | . | 0 | 0 | 0 | 0 | . | . | . | . | . | . | . | . | 0 | 0 | 0 | 0 | . | . | . | . | . | . | . | . | 0 | 0 | 0 | 0 | . | . | . | . | . | . | . | . | 1851 | 1473 | 1265 | 881 | . | . | . | . | . | . | . | . | 1851 | 1473 | 1265 | 881 | . | . | . | . | . | . | . | . | 211.152 | 168.044 | 144.318 | 100.486 | 0 | 0 | 5470 | 5470 | 624 | 2020 | solar PV | TRUE
63070 | N | . | Square Barn Solar | Forefront Power, LLC | 62856 | IL | ENC | RFC |  | 22 | 2 | NAICS-22 Non-Cogen | PV | SUN | SUN | PJM | A |  | . | . | . | . | . | . | . | 0 | 0 | 0 | 0 | 0 | . | . | . | . | . | . | . | 0 | 0 | 0 | 0 | 0 | . | . | . | . | . | . | . | 0 | 0 | 0 | 0 | 0 | . | . | . | . | . | . | . | 2076 | 1508 | 1200 | 1030 | 717 | . | . | . | . | . | . | . | 2076 | 1508 | 1200 | 1030 | 717 | . | . | . | . | . | . | . | 236.828 | 171.958 | 136.852 | 117.529 | 81.833 | 0 | 0 | 6531 | 6531 | 745 | 2020 | solar PV | TRUE
63071 | N | . | Reed Road Solar | Forefront Power, LLC | 62856 | IL | ENC | RFC |  | 22 | 2 | NAICS-22 Non-Cogen | PV | SUN | SUN | PJM | A |  | . | . | . | . | . | . | . | 0 | 0 | 0 | 0 | 0 | . | . | . | . | . | . | . | 0 | 0 | 0 | 0 | 0 | . | . | . | . | . | . | . | 0 | 0 | 0 | 0 | 0 | . | . | . | . | . | . | . | 2071 | 1504 | 1197 | 1028 | 716 | . | . | . | . | . | . | . | 2071 | 1504 | 1197 | 1028 | 716 | . | . | . | . | . | . | . | 236.192 | 171.496 | 136.484 | 117.214 | 81.614 | 0 | 0 | 6516 | 6516 | 743 | 2020 | solar PV | TRUE
63072 | N | . | Kingsville CSG | Forefront Power, LLC | 62856 | MD | SAT | NPCC |  | 22 | 2 | NAICS-22 Non-Cogen | PV | SUN | SUN | PJM | A |  | 0 | 0 | 0 | 0 | 0 | 0 | 0 | 0 | 0 | 0 | 0 | 0 | 0 | 0 | 0 | 0 | 0 | 0 | 0 | 0 | 0 | 0 | 0 | 0 | 0 | 0 | 0 | 0 | 0 | 0 | 0 | 0 | 0 | 0 | 0 | 0 | 1079 | 1226 | 1557 | 1747 | 1997 | 2151 | 2138 | 1782 | 1581 | 1357 | 1226 | 904 | 1079 | 1226 | 1557 | 1747 | 1997 | 2151 | 2138 | 1782 | 1581 | 1357 | 1226 | 904 | 123.079 | 139.806 | 177.607 | 199.232 | 227.748 | 245.405 | 243.822 | 203.274 | 180.373 | 154.8 | 139.797 | 103.057 | 0 | 0 | 18745 | 18745 | 2138 | 2020 | solar PV | TRUE
63073 | N | . | Mooseheart School Solar | Forefront Power, LLC | 62856 | IL | ENC | RFC |  | 22 | 2 | NAICS-22 Non-Cogen | PV | SUN | SUN | PJM | A |  | . | . | . | . | . | . | . | . | . | . | 0 | 0 | . | . | . | . | . | . | . | . | . | . | 0 | 0 | . | . | . | . | . | . | . | . | . | . | 0 | 0 | . | . | . | . | . | . | . | . | . | . | 1576 | 1098 | . | . | . | . | . | . | . | . | . | . | 1576 | 1098 | . | . | . | . | . | . | . | . | . | . | 179.805 | 125.195 | 0 | 0 | 2674 | 2674 | 305 | 2020 | solar PV | TRUE
63074 | N | . | Reedley Community College Solar | Forefront Power, LLC | 62856 | CA | PACC | WECC |  | 22 | 2 | NAICS-22 Non-Cogen | PV | SUN | SUN | CISO | A |  | 0 | 0 | 0 | 0 | 0 | 0 | 0 | 0 | 0 | 0 | 0 | 0 | 0 | 0 | 0 | 0 | 0 | 0 | 0 | 0 | 0 | 0 | 0 | 0 | 0 | 0 | 0 | 0 | 0 | 0 | 0 | 0 | 0 | 0 | 0 | 0 | 1706 | 2312 | 2263 | 2852 | 3732 | 3716 | 4198 | 3478 | 2731 | 2524 | 1995 | 1580 | 1706 | 2312 | 2263 | 2852 | 3732 | 3716 | 4198 | 3478 | 2731 | 2524 | 1995 | 1580 | 194.569 | 263.749 | 258.095 | 325.272 | 425.699 | 423.912 | 478.815 | 396.685 | 311.476 | 287.906 | 227.611 | 180.211 | 0 | 0 | 33087 | 33087 | 3774 | 2020 | solar PV | TRUE
63075 | N | . | Upper Marlboro 1 CSG | Forefront Power, LLC | 62856 | MD | SAT | NPCC |  | 22 | 2 | NAICS-22 Non-Cogen | PV | SUN | SUN | PJM | A |  | 0 | 0 | 0 | 0 | 0 | 0 | 0 | 0 | 0 | 0 | 0 | 0 | 0 | 0 | 0 | 0 | 0 | 0 | 0 | 0 | 0 | 0 | 0 | 0 | 0 | 0 | 0 | 0 | 0 | 0 | 0 | 0 | 0 | 0 | 0 | 0 | 796 | 905 | 1149 | 1289 | 1474 | 1588 | 1578 | 1315 | 1167 | 1002 | 905 | 667 | 796 | 905 | 1149 | 1289 | 1474 | 1588 | 1578 | 1315 | 1167 | 1002 | 905 | 667 | 90.841 | 103.187 | 131.087 | 147.048 | 168.095 | 181.127 | 179.959 | 150.031 | 133.128 | 114.253 | 103.18 | 76.064 | 0 | 0 | 13835 | 13835 | 1578 | 2020 | solar PV | TRUE
63076 | N | . | Gutenberg Solar | Dominion Energy Inc | 5248 | NC | SAT | SERC |  | 22 | 1 | Electric Utility | PV | SUN | SUN | PJM | M |  | 0 | 0 | 0 | 0 | 0 | 0 | 0 | 0 | 0 | 0 | 0 | 0 | 0 | 0 | 0 | 0 | 0 | 0 | 0 | 0 | 0 | 0 | 0 | 0 | 0 | 0 | 0 | 0 | 0 | 0 | 0 | 0 | 0 | 0 | 0 | 0 | 83120 | 85022 | 115549 | 154606 | 156877 | 148855 | 129094 | 122975 | 97208 | 95438 | 86434 | 65577 | 83120 | 85022 | 115549 | 154606 | 156877 | 148855 | 129094 | 122975 | 97208 | 95438 | 86434 | 65577 | 9481 | 9698 | 13180 | 17635 | 17894 | 16979 | 14725 | 14027 | 11088 | 10886 | 9859 | 7480 | 0 | 0 | 1340755 | 1340755 | 152932 | 2020 | solar PV | TRUE
63077 | N | . | Twittys Creek Solar, LLC | Alchemy Renewable Energy | 62627 | VA | SAT | SERC |  | 22 | 2 | NAICS-22 Non-Cogen | PV | SUN | SUN | PJM | A |  | . | . | . | . | . | . | . | . | . | . | . | 0 | . | . | . | . | . | . | . | . | . | . | . | 0 | . | . | . | . | . | . | . | . | . | . | . | 0 | . | . | . | . | . | . | . | . | . | . | . | 7022 | . | . | . | . | . | . | . | . | . | . | . | 7022 | . | . | . | . | . | . | . | . | . | . | . | 801 | 0 | 0 | 7022 | 7022 | 801 | 2020 | solar PV | TRUE
63078 | N | . | Eagle Creek | ZGlobal Inc | 60059 | CA | PACC | WECC |  | 22 | 2 | NAICS-22 Non-Cogen | PV | SUN | SUN | CISO | A |  | 0 | 0 | 0 | 0 | 0 | 0 | 0 | 0 | 0 | 0 | 0 | 0 | 0 | 0 | 0 | 0 | 0 | 0 | 0 | 0 | 0 | 0 | 0 | 0 | 0 | 0 | 0 | 0 | 0 | 0 | 0 | 0 | 0 | 0 | 0 | 0 | 3665 | 4968 | 4862 | 6127 | 8019 | 7985 | 9020 | 7472 | 5867 | 5423 | 4288 | 3395 | 3665 | 4968 | 4862 | 6127 | 8019 | 7985 | 9020 | 7472 | 5867 | 5423 | 4288 | 3395 | 418.063 | 566.704 | 554.555 | 698.895 | 914.678 | 910.837 | 1028.806 | 852.337 | 669.253 | 618.608 | 489.055 | 387.209 | 0 | 0 | 71091 | 71091 | 8109 | 2020 | solar PV | TRUE
63079 | N | . | Bethlehem Solar | Forefront Power, LLC | 62856 | NY | MAT | NPCC |  | 22 | 2 | NAICS-22 Non-Cogen | PV | SUN | SUN | NYIS | A |  | 0 | 0 | 0 | 0 | 0 | 0 | 0 | 0 | 0 | 0 | 0 | 0 | 0 | 0 | 0 | 0 | 0 | 0 | 0 | 0 | 0 | 0 | 0 | 0 | 0 | 0 | 0 | 0 | 0 | 0 | 0 | 0 | 0 | 0 | 0 | 0 | 1366 | 1526 | 2206 | 2212 | 2905 | 2920 | 2777 | 2358 | 2319 | 1646 | 1516 | 1026 | 1366 | 1526 | 2206 | 2212 | 2905 | 2920 | 2777 | 2358 | 2319 | 1646 | 1516 | 1026 | 155.856 | 174.007 | 251.599 | 252.287 | 331.302 | 333.053 | 316.762 | 268.953 | 264.497 | 187.781 | 172.929 | 116.974 | 0 | 0 | 24777 | 24777 | 2826 | 2020 | solar PV | TRUE
63081 | N | . | San Miguel I Solar Energy Center | PNM Resources | 59300 | NM | MTN | WECC |  | 22 | 1 | Electric Utility | PV | SUN | SUN | PNM | A |  | 0 | 0 | 0 | 0 | 0 | 0 | 0 | 0 | 0 | 0 | 0 | 0 | 0 | 0 | 0 | 0 | 0 | 0 | 0 | 0 | 0 | 0 | 0 | 0 | 0 | 0 | 0 | 0 | 0 | 0 | 0 | 0 | 0 | 0 | 0 | 0 | 13345 | 14016 | 16018 | 22276 | 24830 | 23334 | 22817 | 21551 | 18974 | 18146 | 14580 | 13445 | 13345 | 14016 | 16018 | 22276 | 24830 | 23334 | 22817 | 21551 | 18974 | 18146 | 14580 | 13445 | 1522.153 | 1598.712 | 1827.133 | 2540.875 | 2832.264 | 2661.548 | 2602.547 | 2458.149 | 2164.285 | 2069.774 | 1663.016 | 1533.544 | 0 | 0 | 223332 | 223332 | 25474 | 2020 | solar PV | TRUE
63082 | N | . | San Miguel II Solar Energy Center | PNM Resources | 59300 | NM | MTN | WECC |  | 22 | 1 | Electric Utility | PV | SUN | SUN | PNM | A |  | 0 | 0 | 0 | 0 | 0 | 0 | 0 | 0 | 0 | 0 | 0 | 0 | 0 | 0 | 0 | 0 | 0 | 0 | 0 | 0 | 0 | 0 | 0 | 0 | 0 | 0 | 0 | 0 | 0 | 0 | 0 | 0 | 0 | 0 | 0 | 0 | 13427 | 14103 | 16118 | 22414 | 24984 | 23479 | 22958 | 21684 | 19092 | 18258 | 14670 | 13528 | 13427 | 14103 | 16118 | 22414 | 24984 | 23479 | 22958 | 21684 | 19092 | 18258 | 14670 | 13528 | 1531.593 | 1608.628 | 1838.466 | 2556.635 | 2849.831 | 2678.056 | 2618.689 | 2473.395 | 2177.709 | 2082.612 | 1673.33 | 1543.056 | 0 | 0 | 224715 | 224715 | 25632 | 2020 | solar PV | TRUE
63083 | N | . | Caden Energix Pamplin LLC | Caden Energix Pamplin LLC | 62834 | VA | SAT | SERC |  | 22 | 2 | NAICS-22 Non-Cogen | PV | SUN | SUN | PJM | A |  | . | . | . | . | . | . | 0 | 0 | 0 | 0 | 0 | 0 | . | . | . | . | . | . | 0 | 0 | 0 | 0 | 0 | 0 | . | . | . | . | . | . | 0 | 0 | 0 | 0 | 0 | 0 | . | . | . | . | . | . | 32532 | 22862 | 18903 | 18179 | 14484 | 11333 | . | . | . | . | . | . | 32532 | 22862 | 18903 | 18179 | 14484 | 11333 | . | . | . | . | . | . | 3710.703 | 2607.742 | 2156.148 | 2073.547 | 1652.158 | 1292.702 | 0 | 0 | 118293 | 118293 | 13493 | 2020 | solar PV | TRUE
63084 | N | . | Caden Energix Hickory LLC | Caden Energix Hickory LLC | 62835 | VA | SAT | SERC |  | 22 | 2 | NAICS-22 Non-Cogen | PV | SUN | SUN | PJM | M |  | . | . | . | . | . | . | . | 0 | 0 | 0 | 0 | 0 | . | . | . | . | . | . | . | 0 | 0 | 0 | 0 | 0 | . | . | . | . | . | . | . | 0 | 0 | 0 | 0 | 0 | . | . | . | . | . | . | . | 13887 | 29159 | 34314 | 26327 | 25687 | . | . | . | . | . | . | . | 13887 | 29159 | 34314 | 26327 | 25687 | . | . | . | . | . | . | . | 1584 | 3326 | 3914 | 3003 | 2930 | 0 | 0 | 129374 | 129374 | 14757 | 2020 | solar PV | TRUE
63085 | N | . | White CSG | Forefront Power, LLC | 62856 | MD | SAT | NPCC |  | 22 | 2 | NAICS-22 Non-Cogen | PV | SUN | SUN | PJM | A |  | 0 | 0 | 0 | 0 | 0 | 0 | 0 | 0 | 0 | 0 | 0 | 0 | 0 | 0 | 0 | 0 | 0 | 0 | 0 | 0 | 0 | 0 | 0 | 0 | 0 | 0 | 0 | 0 | 0 | 0 | 0 | 0 | 0 | 0 | 0 | 0 | 1453 | 1650 | 2097 | 2352 | 2689 | 2897 | 2878 | 2400 | 2129 | 1827 | 1650 | 1217 | 1453 | 1650 | 2097 | 2352 | 2689 | 2897 | 2878 | 2400 | 2129 | 1827 | 1650 | 1217 | 165.738 | 188.261 | 239.163 | 268.283 | 306.682 | 330.459 | 328.327 | 273.725 | 242.888 | 208.451 | 188.248 | 138.775 | 0 | 0 | 25239 | 25239 | 2879 | 2020 | solar PV | TRUE
63086 | N | . | Frog Hollow CSG | Forefront Power, LLC | 62856 | NY | MAT | NPCC |  | 22 | 2 | NAICS-22 Non-Cogen | PV | SUN | SUN | NYIS | A |  | 0 | 0 | 0 | 0 | 0 | 0 | 0 | 0 | 0 | 0 | 0 | 0 | 0 | 0 | 0 | 0 | 0 | 0 | 0 | 0 | 0 | 0 | 0 | 0 | 0 | 0 | 0 | 0 | 0 | 0 | 0 | 0 | 0 | 0 | 0 | 0 | 1819 | 2031 | 2936 | 2944 | 3867 | 3887 | 3697 | 3139 | 3087 | 2192 | 2018 | 1365 | 1819 | 2031 | 2936 | 2944 | 3867 | 3887 | 3697 | 3139 | 3087 | 2192 | 2018 | 1365 | 207.478 | 231.64 | 334.931 | 335.847 | 441.032 | 443.363 | 421.677 | 358.033 | 352.102 | 249.976 | 230.204 | 155.717 | 0 | 0 | 32982 | 32982 | 3762 | 2020 | solar PV | TRUE
63087 | N | . | Caden Energix Rives Road LLC | Caden Energix Rives Road LLC | 62900 | VA | SAT | SERC |  | 22 | 2 | NAICS-22 Non-Cogen | PV | SUN | SUN | PJM | A |  | . | . | . | . | 0 | 0 | 0 | 0 | 0 | 0 | 0 | 0 | . | . | . | . | 0 | 0 | 0 | 0 | 0 | 0 | 0 | 0 | . | . | . | . | 0 | 0 | 0 | 0 | 0 | 0 | 0 | 0 | . | . | . | . | 26279 | 29112 | 32090 | 22552 | 18646 | 17932 | 14288 | 11179 | . | . | . | . | 26279 | 29112 | 32090 | 22552 | 18646 | 17932 | 14288 | 11179 | . | . | . | . | 2997.497 | 3320.652 | 3660.334 | 2572.346 | 2126.882 | 2045.401 | 1629.732 | 1275.156 | 0 | 0 | 172078 | 172078 | 19628 | 2020 | solar PV | TRUE
63089 | N | . | Gibbons CSG | Forefront Power, LLC | 62856 | MD | SAT | NPCC |  | 22 | 2 | NAICS-22 Non-Cogen | PV | SUN | SUN | PJM | A |  | 0 | 0 | 0 | 0 | 0 | 0 | 0 | 0 | 0 | 0 | 0 | 0 | 0 | 0 | 0 | 0 | 0 | 0 | 0 | 0 | 0 | 0 | 0 | 0 | 0 | 0 | 0 | 0 | 0 | 0 | 0 | 0 | 0 | 0 | 0 | 0 | 1240 | 1409 | 1789 | 2007 | 2295 | 2472 | 2457 | 2048 | 1817 | 1560 | 1408 | 1038 | 1240 | 1409 | 1789 | 2007 | 2295 | 2472 | 2457 | 2048 | 1817 | 1560 | 1408 | 1038 | 141.442 | 160.666 | 204.107 | 228.958 | 261.729 | 282.021 | 280.202 | 233.603 | 207.286 | 177.897 | 160.655 | 118.434 | 0 | 0 | 21540 | 21540 | 2457 | 2020 | solar PV | TRUE
63090 | N | . | Athens - Coopers Corner BESS | Gopher Energy Storage, LLC | 62731 | MN | WNC | MRO |  | 22 | 2 | NAICS-22 Non-Cogen | BA | MWH | OTH | MISO | A | megawatthours | 23 | 27 | 39 | 37 | 37 | 36 | 37 | 38 | 34 | 37 | 37 | 36 | 23 | 27 | 39 | 37 | 37 | 36 | 37 | 38 | 34 | 37 | 37 | 36 | 0 | 0 | 0 | 0 | 0 | 0 | 0 | 0 | 0 | 0 | 0 | 0 | 0 | 0 | 0 | 0 | 0 | 0 | 0 | 0 | 0 | 0 | 0 | 0 | 0 | 0 | 0 | 0 | 0 | 0 | 0 | 0 | 0 | 0 | 0 | 0 | -12.336 | -14.729 | -21.457 | -20.426 | -20.394 | -19.783 | -20.375 | -20.47 | -18.287 | -20.213 | -19.911 | -19.619 | 418 | 418 | 0 | 0 | -228 | 2020 | other | TRUE
63092 | N | . | Riverview Solar | Highline Services, LLC | 62902 | CO | MTN | MRO |  | 22 | 1 | Electric Utility | PV | SUN | SUN | WACM | A |  | 0 | 0 | 0 | 0 | 0 | 0 | 0 | 0 | 0 | 0 | 0 | 0 | 0 | 0 | 0 | 0 | 0 | 0 | 0 | 0 | 0 | 0 | 0 | 0 | 0 | 0 | 0 | 0 | 0 | 0 | 0 | 0 | 0 | 0 | 0 | 0 | 1689 | 1780 | 2726 | 3047 | 3538 | 3430 | 3555 | 2897 | 2824 | 2128 | 1833 | 1385 | 1689 | 1780 | 2726 | 3047 | 3538 | 3430 | 3555 | 2897 | 2824 | 2128 | 1833 | 1385 | 192.707 | 202.995 | 310.976 | 347.548 | 403.575 | 391.26 | 405.508 | 330.497 | 322.095 | 242.69 | 209.132 | 158.017 | 0 | 0 | 30832 | 30832 | 3517 | 2020 | solar PV | TRUE
63097 | N | . | Hannibal - Oakwood Substation | Hannibal Board of Public Works Power Plant | 62901 | MO | WNC | SERC |  | 22 | 1 | Electric Utility | IC | DFO | DFO | MISO | A | barrels | 5 | 4 | 3 | 4 | 4 | 5 | 3 | 4 | 3 | 4 | 5 | 4 | 5 | 4 | 3 | 4 | 4 | 5 | 3 | 4 | 3 | 4 | 5 | 4 | 5.75 | 5.75 | 5.75 | 5.75 | 5.75 | 5.75 | 5.75 | 5.75 | 5.75 | 5.75 | 5.75 | 5.75 | 29 | 23 | 17 | 23 | 23 | 29 | 17 | 23 | 17 | 23 | 29 | 23 | 29 | 23 | 17 | 23 | 23 | 29 | 17 | 23 | 17 | 23 | 29 | 23 | 1.844 | 1.915 | 1.636 | 1.855 | 2.138 | 2.578 | 1.315 | 2.132 | 1.633 | 2.037 | 2.736 | 2.181 | 48 | 48 | 276 | 276 | 24 | 2020 | petroleum | TRUE
63098 | N | . | Hannibal - Water Treatment Plant | Hannibal Board of Public Works Power Plant | 62901 | MO | WNC | SERC |  | 22 | 1 | Electric Utility | IC | DFO | DFO | AECI | A | barrels | 0 | 0 | 0 | 0 | 0 | 0 | 0 | 0 | 0 | 0 | 0 | 7 | 0 | 0 | 0 | 0 | 0 | 0 | 0 | 0 | 0 | 0 | 0 | 7 | 0 | 0 | 0 | 0 | 0 | 0 | 0 | 0 | 0 | 0 | 0 | 5.75 | 0 | 0 | 0 | 0 | 0 | 0 | 0 | 0 | 0 | 0 | 0 | 40 | 0 | 0 | 0 | 0 | 0 | 0 | 0 | 0 | 0 | 0 | 0 | 40 | 0 | 0 | 0 | 0 | 0 | 0 | 0 | 0 | 0 | 0 | 0 | 3 | 7 | 7 | 40 | 40 | 3 | 2020 | petroleum | TRUE
63099 | N | . | Hannibal - Wastewater Treatment Plant | Hannibal Board of Public Works Power Plant | 62901 | MO | WNC | SERC |  | 22 | 1 | Electric Utility | IC | DFO | DFO | MISO | A | barrels | 0 | 0 | 0 | 0 | 0 | 0 | 0 | 0 | 0 | 0 | 0 | 7 | 0 | 0 | 0 | 0 | 0 | 0 | 0 | 0 | 0 | 0 | 0 | 7 | 0 | 0 | 0 | 0 | 0 | 0 | 0 | 0 | 0 | 0 | 0 | 5.75 | 0 | 0 | 0 | 0 | 0 | 0 | 0 | 0 | 0 | 0 | 0 | 40 | 0 | 0 | 0 | 0 | 0 | 0 | 0 | 0 | 0 | 0 | 0 | 40 | 0 | 0 | 0 | 0 | 0 | 0 | 0 | 0 | 0 | 0 | 0 | 3 | 7 | 7 | 40 | 40 | 3 | 2020 | petroleum | TRUE
63100 | N | . | Prairie Hill Wind Project | Engie North America | 56201 | TX | WSC | TRE |  | 22 | 2 | NAICS-22 Non-Cogen | WT | WND | WND | ERCO | M |  | . | . | . | . | . | . | . | . | . | . | . | 0 | . | . | . | . | . | . | . | . | . | . | . | 0 | . | . | . | . | . | . | . | . | . | . | . | 0 | . | . | . | . | . | . | . | . | . | . | . | 179180 | . | . | . | . | . | . | . | . | . | . | . | 179180 | . | . | . | . | . | . | . | . | . | . | . | 20438 | 0 | 0 | 179180 | 179180 | 20438 | 2020 | onshore wind | TRUE
63101 | N | . | Las Lomas Wind Project | Engie North America | 56201 | TX | WSC | TRE |  | 22 | 2 | NAICS-22 Non-Cogen | WT | WND | WND | ERCO | M |  | . | . | . | . | . | . | . | . | . | . | . | 0 | . | . | . | . | . | . | . | . | . | . | . | 0 | . | . | . | . | . | . | . | . | . | . | . | 0 | . | . | . | . | . | . | . | . | . | . | . | 46018 | . | . | . | . | . | . | . | . | . | . | . | 46018 | . | . | . | . | . | . | . | . | . | . | . | 5249 | 0 | 0 | 46018 | 46018 | 5249 | 2020 | onshore wind | TRUE
63103 | N | . | Triple H Wind Project | Engie North America | 56201 | SD | WNC | MRO |  | 22 | 2 | NAICS-22 Non-Cogen | WT | WND | WND | SWPP | M |  | . | . | . | . | . | . | . | . | . | . | 0 | 0 | . | . | . | . | . | . | . | . | . | . | 0 | 0 | . | . | . | . | . | . | . | . | . | . | 0 | 0 | . | . | . | . | . | . | . | . | . | . | 303566 | 741539 | . | . | . | . | . | . | . | . | . | . | 303566 | 741539 | . | . | . | . | . | . | . | . | . | . | 34626 | 84583 | 0 | 0 | 1045105 | 1045105 | 119209 | 2020 | onshore wind | TRUE
63104 | N | . | King Plains Wind Project | Engie North America | 56201 | OK | WSC | MRO |  | 22 | 2 | NAICS-22 Non-Cogen | WT | WND | WND | SWPP | M |  | . | . | . | . | . | . | . | . | . | . | 0 | 0 | . | . | . | . | . | . | . | . | . | . | 0 | 0 | . | . | . | . | . | . | . | . | . | . | 0 | 0 | . | . | . | . | . | . | . | . | . | . | 241505 | 629436 | . | . | . | . | . | . | . | . | . | . | 241505 | 629436 | . | . | . | . | . | . | . | . | . | . | 27547 | 71796 | 0 | 0 | 870941 | 870941 | 99343 | 2020 | onshore wind | TRUE
63105 | N | . | Two Creeks Solar | Wisconsin Public Service Corp | 20860 | WI | ENC | RFC |  | 22 | 1 | Electric Utility | PV | SUN | SUN | MISO | M |  | . | . | . | . | . | . | . | . | . | . | 0 | 0 | . | . | . | . | . | . | . | . | . | . | 0 | 0 | . | . | . | . | . | . | . | . | . | . | 0 | 0 | . | . | . | . | . | . | . | . | . | . | 77474 | 40048 | . | . | . | . | . | . | . | . | . | . | 77474 | 40048 | . | . | . | . | . | . | . | . | . | . | 8837 | 4568 | 0 | 0 | 117522 | 117522 | 13405 | 2020 | solar PV | TRUE
63106 | N | . | Dover CSG | Forefront Power, LLC | 62856 | NY | MAT | NPCC |  | 22 | 2 | NAICS-22 Non-Cogen | PV | SUN | SUN | NYIS | A |  | 0 | 0 | 0 | 0 | 0 | 0 | 0 | 0 | 0 | 0 | 0 | 0 | 0 | 0 | 0 | 0 | 0 | 0 | 0 | 0 | 0 | 0 | 0 | 0 | 0 | 0 | 0 | 0 | 0 | 0 | 0 | 0 | 0 | 0 | 0 | 0 | 1651 | 1843 | 2665 | 2672 | 3509 | 3527 | 3355 | 2849 | 2801 | 1989 | 1832 | 1239 | 1651 | 1843 | 2665 | 2672 | 3509 | 3527 | 3355 | 2849 | 2801 | 1989 | 1832 | 1239 | 188.284 | 210.213 | 303.949 | 304.78 | 400.235 | 402.35 | 382.67 | 324.914 | 319.531 | 226.852 | 208.909 | 141.313 | 0 | 0 | 29932 | 29932 | 3414 | 2020 | solar PV | TRUE
63107 | N | . | Howell CSG | Forefront Power, LLC | 62856 | NY | MAT | NPCC |  | 22 | 2 | NAICS-22 Non-Cogen | PV | SUN | SUN | NYIS | A |  | . | 0 | 0 | 0 | 0 | 0 | 0 | 0 | 0 | 0 | 0 | 0 | . | 0 | 0 | 0 | 0 | 0 | 0 | 0 | 0 | 0 | 0 | 0 | . | 0 | 0 | 0 | 0 | 0 | 0 | 0 | 0 | 0 | 0 | 0 | . | 1712 | 2475 | 2482 | 3259 | 3276 | 3116 | 2646 | 2602 | 1847 | 1701 | 1151 | . | 1712 | 2475 | 2482 | 3259 | 3276 | 3116 | 2646 | 2602 | 1847 | 1701 | 1151 | . | 195.243 | 282.304 | 283.075 | 371.733 | 373.697 | 355.419 | 301.775 | 296.776 | 210.697 | 194.032 | 131.249 | 0 | 0 | 26267 | 26267 | 2996 | 2020 | solar PV | TRUE
63108 | N | . | Strauss CSG | Forefront Power, LLC | 62856 | NY | MAT | NPCC |  | 22 | 2 | NAICS-22 Non-Cogen | PV | SUN | SUN | NYIS | A |  | 0 | 0 | 0 | 0 | 0 | 0 | 0 | 0 | 0 | 0 | 0 | 0 | 0 | 0 | 0 | 0 | 0 | 0 | 0 | 0 | 0 | 0 | 0 | 0 | 0 | 0 | 0 | 0 | 0 | 0 | 0 | 0 | 0 | 0 | 0 | 0 | 1803 | 2013 | 2911 | 2919 | 3833 | 3853 | 3664 | 3111 | 3060 | 2172 | 2000 | 1353 | 1803 | 2013 | 2911 | 2919 | 3833 | 3853 | 3664 | 3111 | 3060 | 2172 | 2000 | 1353 | 205.658 | 229.608 | 331.993 | 332.901 | 437.164 | 439.474 | 417.978 | 354.892 | 349.013 | 247.783 | 228.185 | 154.351 | 0 | 0 | 32692 | 32692 | 3729 | 2020 | solar PV | TRUE
63112 | N | . | Ellsworth I CSG | Forefront Power, LLC | 62856 | NY | MAT | NPCC |  | 22 | 2 | NAICS-22 Non-Cogen | PV | SUN | SUN | NYIS | A |  | 0 | 0 | 0 | 0 | 0 | 0 | 0 | 0 | 0 | 0 | 0 | 0 | 0 | 0 | 0 | 0 | 0 | 0 | 0 | 0 | 0 | 0 | 0 | 0 | 0 | 0 | 0 | 0 | 0 | 0 | 0 | 0 | 0 | 0 | 0 | 0 | 1760 | 1965 | 2841 | 2849 | 3741 | 3761 | 3577 | 3037 | 2987 | 2120 | 1953 | 1321 | 1760 | 1965 | 2841 | 2849 | 3741 | 3761 | 3577 | 3037 | 2987 | 2120 | 1953 | 1321 | 200.749 | 224.128 | 324.07 | 324.956 | 426.73 | 428.985 | 408.002 | 346.422 | 340.683 | 241.869 | 222.739 | 150.667 | 0 | 0 | 31912 | 31912 | 3640 | 2020 | solar PV | TRUE
63114 | N | . | Mohave County Wind Farm | Mohave County Wind Farm | 62916 | AZ | MTN | WECC |  | 22 | 2 | NAICS-22 Non-Cogen | WT | WND | WND | WALC | M |  | . | . | . | . | . | . | . | . | . | 0 | 0 | 0 | . | . | . | . | . | . | . | . | . | 0 | 0 | 0 | . | . | . | . | . | . | . | . | . | 0 | 0 | 0 | . | . | . | . | . | . | . | . | . | 561 | 337880 | 637142 | . | . | . | . | . | . | . | . | . | 561 | 337880 | 637142 | . | . | . | . | . | . | . | . | . | 64 | 38540 | 72675 | 0 | 0 | 975583 | 975583 | 111279 | 2020 | onshore wind | TRUE
63116 | N | . | Dakota Community Solar One LLC CSG | Madison Energy Holdings LLC | 62915 | MN | WNC | MRO |  | 22 | 2 | NAICS-22 Non-Cogen | PV | SUN | SUN | MISO | A |  | 0 | 0 | 0 | 0 | 0 | 0 | 0 | 0 | 0 | 0 | 0 | 0 | 0 | 0 | 0 | 0 | 0 | 0 | 0 | 0 | 0 | 0 | 0 | 0 | 0 | 0 | 0 | 0 | 0 | 0 | 0 | 0 | 0 | 0 | 0 | 0 | 500 | 1108 | 1344 | 1777 | 1849 | 2004 | 1932 | 1913 | 1349 | 1010 | 773 | 484 | 500 | 1108 | 1344 | 1777 | 1849 | 2004 | 1932 | 1913 | 1349 | 1010 | 773 | 484 | 56.991 | 126.389 | 153.347 | 202.736 | 210.887 | 228.578 | 220.411 | 218.25 | 153.905 | 115.176 | 88.144 | 55.186 | 0 | 0 | 16043 | 16043 | 1830 | 2020 | solar PV | TRUE
63117 | N | . | Douglas Todd Community Solar One LLC CSG | Madison Energy Holdings LLC | 62915 | MN | WNC | MRO |  | 22 | 2 | NAICS-22 Non-Cogen | PV | SUN | SUN | MISO | A |  | 0 | 0 | 0 | 0 | 0 | 0 | 0 | 0 | 0 | 0 | 0 | 0 | 0 | 0 | 0 | 0 | 0 | 0 | 0 | 0 | 0 | 0 | 0 | 0 | 0 | 0 | 0 | 0 | 0 | 0 | 0 | 0 | 0 | 0 | 0 | 0 | 515 | 1143 | 1386 | 1833 | 1906 | 2066 | 1993 | 1973 | 1391 | 1041 | 797 | 499 | 515 | 1143 | 1386 | 1833 | 1906 | 2066 | 1993 | 1973 | 1391 | 1041 | 797 | 499 | 58.77 | 130.326 | 158.123 | 209.05 | 217.455 | 235.697 | 227.276 | 225.047 | 158.698 | 118.764 | 90.889 | 56.905 | 0 | 0 | 16543 | 16543 | 1887 | 2020 | solar PV | TRUE
63118 | N | . | Meeker Community Solar One LLC CSG | Madison Energy Holdings LLC | 62915 | MN | WNC | MRO |  | 22 | 2 | NAICS-22 Non-Cogen | PV | SUN | SUN | MISO | A |  | 0 | 0 | 0 | 0 | 0 | 0 | 0 | 0 | 0 | 0 | 0 | 0 | 0 | 0 | 0 | 0 | 0 | 0 | 0 | 0 | 0 | 0 | 0 | 0 | 0 | 0 | 0 | 0 | 0 | 0 | 0 | 0 | 0 | 0 | 0 | 0 | 501 | 1110 | 1347 | 1781 | 1853 | 2008 | 1937 | 1918 | 1352 | 1012 | 774 | 485 | 501 | 1110 | 1347 | 1781 | 1853 | 2008 | 1937 | 1918 | 1352 | 1012 | 774 | 485 | 57.117 | 126.666 | 153.682 | 203.179 | 211.348 | 229.077 | 220.892 | 218.727 | 154.241 | 115.428 | 88.337 | 55.306 | 0 | 0 | 16078 | 16078 | 1834 | 2020 | solar PV | TRUE
63119 | N | . | McLeod Community Solar One LLC CSG | Madison Energy Holdings LLC | 62915 | MN | WNC | MRO |  | 22 | 2 | NAICS-22 Non-Cogen | PV | SUN | SUN | MISO | A |  | 0 | 0 | 0 | 0 | 0 | 0 | 0 | 0 | 0 | 0 | 0 | 0 | 0 | 0 | 0 | 0 | 0 | 0 | 0 | 0 | 0 | 0 | 0 | 0 | 0 | 0 | 0 | 0 | 0 | 0 | 0 | 0 | 0 | 0 | 0 | 0 | 510 | 1131 | 1372 | 1814 | 1887 | 2046 | 1972 | 1953 | 1377 | 1031 | 789 | 494 | 510 | 1131 | 1372 | 1814 | 1887 | 2046 | 1972 | 1953 | 1377 | 1031 | 789 | 494 | 58.177 | 129.014 | 156.531 | 206.946 | 215.266 | 233.324 | 224.987 | 222.781 | 157.1 | 117.568 | 89.974 | 56.332 | 0 | 0 | 16376 | 16376 | 1868 | 2020 | solar PV | TRUE
63120 | N | . | Nicollet Community Solar One LLC | Madison Energy Holdings LLC | 62915 | MN | WNC | MRO |  | 22 | 2 | NAICS-22 Non-Cogen | PV | SUN | SUN | MISO | A |  | . | . | . | . | . | . | 0 | 0 | 0 | 0 | 0 | 0 | . | . | . | . | . | . | 0 | 0 | 0 | 0 | 0 | 0 | . | . | . | . | . | . | 0 | 0 | 0 | 0 | 0 | 0 | . | . | . | . | . | . | 1703 | 1686 | 1189 | 890 | 681 | 426 | . | . | . | . | . | . | 1703 | 1686 | 1189 | 890 | 681 | 426 | . | . | . | . | . | . | 194.236 | 192.331 | 135.627 | 101.498 | 77.676 | 48.632 | 0 | 0 | 6575 | 6575 | 750 | 2020 | solar PV | TRUE
63121 | N | . | Stearns Community Solar One LLC CSG | Madison Energy Holdings LLC | 62915 | MN | WNC | MRO |  | 22 | 2 | NAICS-22 Non-Cogen | PV | SUN | SUN | MISO | A |  | 0 | 0 | 0 | 0 | 0 | 0 | 0 | 0 | 0 | 0 | 0 | 0 | 0 | 0 | 0 | 0 | 0 | 0 | 0 | 0 | 0 | 0 | 0 | 0 | 0 | 0 | 0 | 0 | 0 | 0 | 0 | 0 | 0 | 0 | 0 | 0 | 491 | 1089 | 1322 | 1747 | 1818 | 1970 | 1900 | 1881 | 1326 | 993 | 760 | 476 | 491 | 1089 | 1322 | 1747 | 1818 | 1970 | 1900 | 1881 | 1326 | 993 | 760 | 476 | 56.029 | 124.248 | 150.749 | 199.301 | 207.314 | 224.706 | 216.677 | 214.552 | 151.297 | 113.225 | 86.651 | 54.251 | 0 | 0 | 15773 | 15773 | 1799 | 2020 | solar PV | TRUE
63122 | N | . | Sherburne Community Solar One LLC CSG | Madison Energy Holdings LLC | 62915 | MN | WNC | MRO |  | 22 | 2 | NAICS-22 Non-Cogen | PV | SUN | SUN | MISO | A |  | 0 | 0 | 0 | 0 | 0 | 0 | 0 | 0 | 0 | 0 | 0 | 0 | 0 | 0 | 0 | 0 | 0 | 0 | 0 | 0 | 0 | 0 | 0 | 0 | 0 | 0 | 0 | 0 | 0 | 0 | 0 | 0 | 0 | 0 | 0 | 0 | 489 | 1085 | 1316 | 1740 | 1810 | 1962 | 1892 | 1874 | 1321 | 989 | 757 | 474 | 489 | 1085 | 1316 | 1740 | 1810 | 1962 | 1892 | 1874 | 1321 | 989 | 757 | 474 | 55.807 | 123.765 | 150.163 | 198.526 | 206.508 | 223.831 | 215.834 | 213.718 | 150.709 | 112.785 | 86.314 | 54.04 | 0 | 0 | 15709 | 15709 | 1792 | 2020 | solar PV | TRUE
63123 | N | . | Syncarpha Taos | Syncarpha Taos I, LLC | 62905 | NM | MTN | WECC |  | 22 | 2 | NAICS-22 Non-Cogen | PV | SUN | SUN | PNM | A |  | . | . | . | . | 0 | 0 | 0 | 0 | 0 | 0 | 0 | 0 | . | . | . | . | 0 | 0 | 0 | 0 | 0 | 0 | 0 | 0 | . | . | . | . | 0 | 0 | 0 | 0 | 0 | 0 | 0 | 0 | . | . | . | . | 7207 | 6772 | 6622 | 6255 | 5507 | 5267 | 4232 | 3902 | . | . | . | . | 7207 | 6772 | 6622 | 6255 | 5507 | 5267 | 4232 | 3902 | . | . | . | . | 822.035 | 772.487 | 755.363 | 713.453 | 628.162 | 600.731 | 482.673 | 445.096 | 0 | 0 | 45764 | 45764 | 5220 | 2020 | solar PV | TRUE
63124 | N | . | Syncarpha El Rito | Syncarpha El Rito I, LLC | 62904 | NM | MTN | WECC |  | 22 | 2 | NAICS-22 Non-Cogen | PV | SUN | SUN | PNM | A |  | 0 | 0 | 0 | 0 | 0 | 0 | 0 | 0 | 0 | 0 | 0 | 0 | 0 | 0 | 0 | 0 | 0 | 0 | 0 | 0 | 0 | 0 | 0 | 0 | 0 | 0 | 0 | 0 | 0 | 0 | 0 | 0 | 0 | 0 | 0 | 0 | 1954 | 2052 | 2345 | 3262 | 3636 | 3417 | 3341 | 3156 | 2778 | 2657 | 2135 | 1969 | 1954 | 2052 | 2345 | 3262 | 3636 | 3417 | 3341 | 3156 | 2778 | 2657 | 2135 | 1969 | 222.879 | 234.089 | 267.536 | 372.045 | 414.711 | 389.714 | 381.075 | 359.932 | 316.903 | 303.064 | 243.505 | 224.547 | 0 | 0 | 32702 | 32702 | 3730 | 2020 | solar PV | TRUE
63125 | N | . | Syncarpha Questa | Syncarpha Questa I, LLC | 62906 | NM | MTN | WECC |  | 22 | 2 | NAICS-22 Non-Cogen | PV | SUN | SUN | PNM | A |  | 0 | 0 | 0 | 0 | 0 | 0 | 0 | 0 | 0 | 0 | 0 | 0 | 0 | 0 | 0 | 0 | 0 | 0 | 0 | 0 | 0 | 0 | 0 | 0 | 0 | 0 | 0 | 0 | 0 | 0 | 0 | 0 | 0 | 0 | 0 | 0 | 2047 | 2150 | 2457 | 3416 | 3808 | 3579 | 3499 | 3305 | 2910 | 2783 | 2236 | 2062 | 2047 | 2150 | 2457 | 3416 | 3808 | 3579 | 3499 | 3305 | 2910 | 2783 | 2236 | 2062 | 233.456 | 245.198 | 280.231 | 389.699 | 434.39 | 408.207 | 399.158 | 377.011 | 331.941 | 317.446 | 255.06 | 235.203 | 0 | 0 | 34252 | 34252 | 3907 | 2020 | solar PV | TRUE
63129 | N | . | Allis Medina Solar LLC CSG | AES Distributed Energy | 61012 | NY | MAT | NPCC |  | 22 | 2 | NAICS-22 Non-Cogen | PV | SUN | SUN | NYIS | A |  | . | . | . | . | . | . | 0 | 0 | 0 | 0 | 0 | 0 | . | . | . | . | . | . | 0 | 0 | 0 | 0 | 0 | 0 | . | . | . | . | . | . | 0 | 0 | 0 | 0 | 0 | 0 | . | . | . | . | . | . | 7052 | 5988 | 5888 | 4180 | 3850 | 2604 | . | . | . | . | . | . | 7052 | 5988 | 5888 | 4180 | 3850 | 2604 | . | . | . | . | . | . | 804.372 | 682.967 | 671.653 | 476.842 | 439.127 | 297.039 | 0 | 0 | 29562 | 29562 | 3372 | 2020 | solar PV | TRUE
63130 | N | . | Beals Medina Solar LLC CSG | AES Distributed Energy | 61012 | NY | MAT | NPCC |  | 22 | 2 | NAICS-22 Non-Cogen | PV | SUN | SUN | NYIS | A |  | . | . | . | . | 0 | 0 | 0 | 0 | 0 | 0 | 0 | 0 | . | . | . | . | 0 | 0 | 0 | 0 | 0 | 0 | 0 | 0 | . | . | . | . | 0 | 0 | 0 | 0 | 0 | 0 | 0 | 0 | . | . | . | . | 3839 | 3859 | 3670 | 3116 | 3065 | 2176 | 2004 | 1355 | . | . | . | . | 3839 | 3859 | 3670 | 3116 | 3065 | 2176 | 2004 | 1355 | . | . | . | . | 437.856 | 440.169 | 418.639 | 355.454 | 349.565 | 248.175 | 228.546 | 154.596 | 0 | 0 | 23084 | 23084 | 2633 | 2020 | solar PV | TRUE
63131 | N | . | West Street Solar 1 LLC | AES Distributed Energy | 61012 | MA | NEW | NPCC |  | 22 | 2 | NAICS-22 Non-Cogen | PV | SUN | SUN | ISNE | A |  | 0 | 0 | 0 | 0 | 0 | 0 | 0 | 0 | 0 | 0 | 0 | 0 | 0 | 0 | 0 | 0 | 0 | 0 | 0 | 0 | 0 | 0 | 0 | 0 | 0 | 0 | 0 | 0 | 0 | 0 | 0 | 0 | 0 | 0 | 0 | 0 | 0 | 0 | 0 | 0 | 0 | 0 | 0 | 0 | 0 | 0 | 0 | 0 | 0 | 0 | 0 | 0 | 0 | 0 | 0 | 0 | 0 | 0 | 0 | 0 | 0 | 0 | 0 | 0 | 0 | 0 | 0 | 0 | 0 | 0 | 0 | 0 | 0 | 0 | 0 | 0 | 0 | 2020 | solar PV | TRUE
63132 | N | . | Weaver Wind | Longroad Energy Services LLC | 61219 | ME | NEW | NPCC |  | 22 | 2 | NAICS-22 Non-Cogen | WT | WND | WND | ISNE | M |  | . | . | . | . | . | . | . | . | . | . | . | 0 | . | . | . | . | . | . | . | . | . | . | . | 0 | . | . | . | . | . | . | . | . | . | . | . | 0 | . | . | . | . | . | . | . | . | . | . | . | 119363 | . | . | . | . | . | . | . | . | . | . | . | 119363 | . | . | . | . | . | . | . | . | . | . | . | 13615 | 0 | 0 | 119363 | 119363 | 13615 | 2020 | onshore wind | TRUE
63133 | N | . | Roundhouse Wind Energy Project | Roundhouse Renewable Energy, LLC | 62913 | WY | MTN | WECC |  | 112 | 6 | Industrial NAICS Non-Cogen | WT | WND | WND | WACM | M |  | . | . | . | . | . | 0 | 0 | 0 | 0 | 0 | 0 | 0 | . | . | . | . | . | 0 | 0 | 0 | 0 | 0 | 0 | 0 | . | . | . | . | . | 0 | 0 | 0 | 0 | 0 | 0 | 0 | . | . | . | . | . | 460232 | 558055 | 445022 | 563359 | 736025 | 803390 | 934431 | . | . | . | . | . | 460232 | 558055 | 445022 | 563359 | 736025 | 803390 | 934431 | . | . | . | . | . | 52496 | 63654 | 50761 | 64259 | 83954 | 91638 | 106585 | 0 | 0 | 4500514 | 4500514 | 513347 | 2020 | onshore wind | FALSE
63136 | N | . | Hopkins Hill CSG | Nautilus Solar Solutions | 61227 | RI | NEW | NPCC |  | 22 | 2 | NAICS-22 Non-Cogen | PV | SUN | SUN | ISNE | A |  | . | . | . | . | . | . | . | . | . | . | 0 | 0 | . | . | . | . | . | . | . | . | . | . | 0 | 0 | . | . | . | . | . | . | . | . | . | . | 0 | 0 | . | . | . | . | . | . | . | . | . | . | 2644 | 1652 | . | . | . | . | . | . | . | . | . | . | 2644 | 1652 | . | . | . | . | . | . | . | . | . | . | 301.538 | 188.462 | 0 | 0 | 4296 | 4296 | 490 | 2020 | solar PV | TRUE
63137 | N | . | Tippecanoe Solar Power Plant | Duke Energy Indiana, LLC | 15470 | IN | ENC | RFC |  | 22 | 1 | Electric Utility | PV | SUN | SUN | MISO | A |  | 0 | 0 | 0 | 0 | 0 | 0 | 0 | 0 | 0 | 0 | 0 | 0 | 0 | 0 | 0 | 0 | 0 | 0 | 0 | 0 | 0 | 0 | 0 | 0 | 0 | 0 | 0 | 0 | 0 | 0 | 0 | 0 | 0 | 0 | 0 | 0 | 327 | 485 | 714 | 876 | 1033 | 1270 | 1220 | 1147 | 898 | 709 | 482 | 351 | 327 | 485 | 714 | 876 | 1033 | 1270 | 1220 | 1147 | 898 | 709 | 482 | 351 | 37.289 | 55.373 | 81.435 | 99.952 | 117.828 | 144.865 | 139.174 | 130.837 | 102.394 | 80.891 | 54.98 | 39.982 | 0 | 0 | 9512 | 9512 | 1085 | 2020 | solar PV | TRUE
63138 | N | . | USS Haven Solar LLC CSG | Standard Solar | 60531 | MN | WNC | MRO |  | 22 | 2 | NAICS-22 Non-Cogen | PV | SUN | SUN | MISO | A |  | 0 | 0 | 0 | 0 | 0 | 0 | 0 | 0 | 0 | 0 | 0 | 0 | 0 | 0 | 0 | 0 | 0 | 0 | 0 | 0 | 0 | 0 | 0 | 0 | 0 | 0 | 0 | 0 | 0 | 0 | 0 | 0 | 0 | 0 | 0 | 0 | 550 | 1220 | 1480 | 1957 | 2036 | 2207 | 2128 | 2107 | 1486 | 1112 | 851 | 533 | 550 | 1220 | 1480 | 1957 | 2036 | 2207 | 2128 | 2107 | 1486 | 1112 | 851 | 533 | 62.754 | 139.166 | 168.849 | 223.231 | 232.206 | 251.685 | 242.693 | 240.313 | 169.463 | 126.82 | 97.055 | 60.765 | 0 | 0 | 17667 | 17667 | 2015 | 2020 | solar PV | TRUE
63139 | N | . | USS White Cloud LLC CSG | Standard Solar | 60531 | MN | WNC | MRO |  | 22 | 2 | NAICS-22 Non-Cogen | PV | SUN | SUN | MISO | A |  | 0 | 0 | 0 | 0 | 0 | 0 | 0 | 0 | 0 | 0 | 0 | 0 | 0 | 0 | 0 | 0 | 0 | 0 | 0 | 0 | 0 | 0 | 0 | 0 | 0 | 0 | 0 | 0 | 0 | 0 | 0 | 0 | 0 | 0 | 0 | 0 | 508 | 1126 | 1366 | 1807 | 1879 | 2037 | 1964 | 1945 | 1371 | 1026 | 785 | 492 | 508 | 1126 | 1366 | 1807 | 1879 | 2037 | 1964 | 1945 | 1371 | 1026 | 785 | 492 | 57.928 | 128.461 | 155.861 | 206.059 | 214.344 | 232.325 | 224.024 | 221.827 | 156.428 | 117.064 | 89.589 | 56.09 | 0 | 0 | 16306 | 16306 | 1860 | 2020 | solar PV | TRUE
63140 | N | . | USS Westeros Solar LLC CSG | Standard Solar | 60531 | MN | WNC | MRO |  | 22 | 2 | NAICS-22 Non-Cogen | PV | SUN | SUN | MISO | A |  | . | . | . | . | . | 0 | 0 | 0 | 0 | 0 | 0 | 0 | . | . | . | . | . | 0 | 0 | 0 | 0 | 0 | 0 | 0 | . | . | . | . | . | 0 | 0 | 0 | 0 | 0 | 0 | 0 | . | . | . | . | . | 2233 | 2153 | 2132 | 1503 | 1125 | 861 | 539 | . | . | . | . | . | 2233 | 2153 | 2132 | 1503 | 1125 | 861 | 539 | . | . | . | . | . | 254.694 | 245.593 | 243.185 | 171.488 | 128.335 | 98.214 | 61.491 | 0 | 0 | 10546 | 10546 | 1203 | 2020 | solar PV | TRUE
63141 | N | . | USS Sunrise Solar LLC CSG | Standard Solar | 60531 | MN | WNC | MRO |  | 22 | 2 | NAICS-22 Non-Cogen | PV | SUN | SUN | MISO | A |  | . | . | . | . | . | 0 | 0 | 0 | 0 | 0 | 0 | 0 | . | . | . | . | . | 0 | 0 | 0 | 0 | 0 | 0 | 0 | . | . | . | . | . | 0 | 0 | 0 | 0 | 0 | 0 | 0 | . | . | . | . | . | 2148 | 2071 | 2050 | 1446 | 1082 | 828 | 518 | . | . | . | . | . | 2148 | 2071 | 2050 | 1446 | 1082 | 828 | 518 | . | . | . | . | . | 244.954 | 236.202 | 233.886 | 164.931 | 123.428 | 94.459 | 59.14 | 0 | 0 | 10143 | 10143 | 1157 | 2020 | solar PV | TRUE
63142 | N | . | USS Milkweed Solar LLC CSG | Standard Solar | 60531 | MN | WNC | MRO |  | 22 | 2 | NAICS-22 Non-Cogen | PV | SUN | SUN | MISO | A |  | . | . | . | . | . | 0 | 0 | 0 | 0 | 0 | 0 | 0 | . | . | . | . | . | 0 | 0 | 0 | 0 | 0 | 0 | 0 | . | . | . | . | . | 0 | 0 | 0 | 0 | 0 | 0 | 0 | . | . | . | . | . | 2183 | 2105 | 2084 | 1470 | 1100 | 842 | 527 | . | . | . | . | . | 2183 | 2105 | 2084 | 1470 | 1100 | 842 | 527 | . | . | . | . | . | 248.976 | 240.081 | 237.727 | 167.64 | 125.455 | 96.01 | 60.111 | 0 | 0 | 10311 | 10311 | 1176 | 2020 | solar PV | TRUE
63143 | N | . | USS Greenhouse Solar LLC CSG | Standard Solar | 60531 | MN | WNC | MRO |  | 22 | 2 | NAICS-22 Non-Cogen | PV | SUN | SUN | MISO | A |  | 0 | 0 | 0 | 0 | 0 | 0 | 0 | 0 | 0 | 0 | 0 | 0 | 0 | 0 | 0 | 0 | 0 | 0 | 0 | 0 | 0 | 0 | 0 | 0 | 0 | 0 | 0 | 0 | 0 | 0 | 0 | 0 | 0 | 0 | 0 | 0 | 315 | 699 | 849 | 1122 | 1167 | 1265 | 1220 | 1208 | 852 | 637 | 488 | 305 | 315 | 699 | 849 | 1122 | 1167 | 1265 | 1220 | 1208 | 852 | 637 | 488 | 305 | 35.972 | 79.77 | 96.784 | 127.956 | 133.101 | 144.266 | 139.112 | 137.748 | 97.136 | 72.693 | 55.632 | 34.83 | 0 | 0 | 10127 | 10127 | 1155 | 2020 | solar PV | TRUE
63144 | N | . | USS Mayhew Solar LLC CSG | Standard Solar | 60531 | MN | WNC | MRO |  | 22 | 2 | NAICS-22 Non-Cogen | PV | SUN | SUN | MISO | A |  | . | . | . | . | . | 0 | 0 | 0 | 0 | 0 | 0 | 0 | . | . | . | . | . | 0 | 0 | 0 | 0 | 0 | 0 | 0 | . | . | . | . | . | 0 | 0 | 0 | 0 | 0 | 0 | 0 | . | . | . | . | . | 2198 | 2119 | 2098 | 1480 | 1107 | 847 | 531 | . | . | . | . | . | 2198 | 2119 | 2098 | 1480 | 1107 | 847 | 531 | . | . | . | . | . | 250.67 | 241.714 | 239.344 | 168.78 | 126.309 | 96.663 | 60.52 | 0 | 0 | 10380 | 10380 | 1184 | 2020 | solar PV | TRUE
63145 | N | . | USS Cheyenne Solar LLC CSG | Standard Solar | 60531 | MN | WNC | MRO |  | 22 | 2 | NAICS-22 Non-Cogen | PV | SUN | SUN | MISO | A |  | 0 | 0 | 0 | 0 | 0 | 0 | 0 | 0 | 0 | 0 | 0 | 0 | 0 | 0 | 0 | 0 | 0 | 0 | 0 | 0 | 0 | 0 | 0 | 0 | 0 | 0 | 0 | 0 | 0 | 0 | 0 | 0 | 0 | 0 | 0 | 0 | 535 | 1187 | 1440 | 1904 | 1980 | 2146 | 2070 | 2049 | 1445 | 1081 | 828 | 518 | 535 | 1187 | 1440 | 1904 | 1980 | 2146 | 2070 | 2049 | 1445 | 1081 | 828 | 518 | 61.042 | 135.368 | 164.24 | 217.138 | 225.868 | 244.815 | 236.068 | 233.754 | 164.838 | 123.358 | 94.405 | 59.106 | 0 | 0 | 17183 | 17183 | 1960 | 2020 | solar PV | TRUE
63146 | N | . | USS Midtown Solar LLC CSG | Standard Solar | 60531 | MN | WNC | MRO |  | 22 | 2 | NAICS-22 Non-Cogen | PV | SUN | SUN | MISO | A |  | . | 0 | 0 | 0 | 0 | 0 | 0 | 0 | 0 | 0 | 0 | 0 | . | 0 | 0 | 0 | 0 | 0 | 0 | 0 | 0 | 0 | 0 | 0 | . | 0 | 0 | 0 | 0 | 0 | 0 | 0 | 0 | 0 | 0 | 0 | . | 1194 | 1449 | 1916 | 1993 | 2160 | 2083 | 2062 | 1454 | 1088 | 833 | 521 | . | 1194 | 1449 | 1916 | 1993 | 2160 | 2083 | 2062 | 1454 | 1088 | 833 | 521 | . | 136.225 | 165.282 | 218.515 | 227.3 | 246.368 | 237.565 | 235.236 | 165.883 | 124.141 | 95.004 | 59.481 | 0 | 0 | 16753 | 16753 | 1911 | 2020 | solar PV | TRUE
63147 | N | . | USS Monarch Solar LLC CSG | Standard Solar | 60531 | MN | WNC | MRO |  | 22 | 2 | NAICS-22 Non-Cogen | PV | SUN | SUN | MISO | A |  | . | . | . | . | . | 0 | 0 | 0 | 0 | 0 | 0 | 0 | . | . | . | . | . | 0 | 0 | 0 | 0 | 0 | 0 | 0 | . | . | . | . | . | 0 | 0 | 0 | 0 | 0 | 0 | 0 | . | . | . | . | . | 3671 | 3540 | 3505 | 2472 | 1850 | 1416 | 886 | . | . | . | . | . | 3671 | 3540 | 3505 | 2472 | 1850 | 1416 | 886 | . | . | . | . | . | 418.773 | 403.809 | 399.85 | 281.965 | 211.012 | 161.486 | 101.105 | 0 | 0 | 17340 | 17340 | 1978 | 2020 | solar PV | TRUE
63148 | N | . | USS Turkey Solar LLC CSG | Standard Solar | 60531 | MN | WNC | MRO |  | 22 | 2 | NAICS-22 Non-Cogen | PV | SUN | SUN | MISO | A |  | 0 | 0 | 0 | 0 | 0 | 0 | 0 | 0 | 0 | 0 | 0 | 0 | 0 | 0 | 0 | 0 | 0 | 0 | 0 | 0 | 0 | 0 | 0 | 0 | 0 | 0 | 0 | 0 | 0 | 0 | 0 | 0 | 0 | 0 | 0 | 0 | 536 | 1188 | 1441 | 1906 | 1982 | 2148 | 2072 | 2051 | 1447 | 1083 | 828 | 519 | 536 | 1188 | 1441 | 1906 | 1982 | 2148 | 2072 | 2051 | 1447 | 1083 | 828 | 519 | 61.105 | 135.506 | 164.408 | 217.359 | 226.098 | 245.065 | 236.309 | 233.992 | 165.006 | 123.484 | 94.502 | 59.166 | 0 | 0 | 17201 | 17201 | 1962 | 2020 | solar PV | TRUE
63149 | N | . | Franklin Solar | NJR Clean Energy Ventures Corporation | 56990 | NJ | MAT | RFC |  | 22 | 2 | NAICS-22 Non-Cogen | PV | SUN | SUN | PJM | A |  | 0 | 0 | 0 | 0 | 0 | 0 | 0 | 0 | 0 | 0 | 0 | 0 | 0 | 0 | 0 | 0 | 0 | 0 | 0 | 0 | 0 | 0 | 0 | 0 | 0 | 0 | 0 | 0 | 0 | 0 | 0 | 0 | 0 | 0 | 0 | 0 | 5375 | 6039 | 8649 | 8994 | 11771 | 12357 | 11638 | 10056 | 9239 | 6672 | 6122 | 4240 | 5375 | 6039 | 8649 | 8994 | 11771 | 12357 | 11638 | 10056 | 9239 | 6672 | 6122 | 4240 | 613.119 | 688.844 | 986.583 | 1025.938 | 1342.676 | 1409.443 | 1327.477 | 1146.988 | 1053.893 | 761.04 | 698.343 | 483.656 | 0 | 0 | 101152 | 101152 | 11538 | 2020 | solar PV | TRUE
63150 | N | . | Pohatcong Solar Farm | NJR Clean Energy Ventures Corporation | 56990 | NJ | MAT | RFC |  | 22 | 2 | NAICS-22 Non-Cogen | BA | MWH | OTH | PJM | A | megawatthours | 0 | 0 | 0 | 0 | 0 | 0 | 0 | 0 | 0 | 0 | 0 | 0 | 0 | 0 | 0 | 0 | 0 | 0 | 0 | 0 | 0 | 0 | 0 | 0 | 0 | 0 | 0 | 0 | 0 | 0 | 0 | 0 | 0 | 0 | 0 | 0 | 0 | 0 | 0 | 0 | 0 | 0 | 0 | 0 | 0 | 0 | 0 | 0 | 0 | 0 | 0 | 0 | 0 | 0 | 0 | 0 | 0 | 0 | 0 | 0 | 0 | 0 | 0 | 0 | 0 | 0 | 0 | 0 | 0 | 0 | 0 | 0 | 0 | 0 | 0 | 0 | 0 | 2020 | other | TRUE
63150 | N | . | Pohatcong Solar Farm | NJR Clean Energy Ventures Corporation | 56990 | NJ | MAT | RFC |  | 22 | 2 | NAICS-22 Non-Cogen | PV | SUN | SUN | PJM | A |  | 0 | 0 | 0 | 0 | 0 | 0 | 0 | 0 | 0 | 0 | 0 | 0 | 0 | 0 | 0 | 0 | 0 | 0 | 0 | 0 | 0 | 0 | 0 | 0 | 0 | 0 | 0 | 0 | 0 | 0 | 0 | 0 | 0 | 0 | 0 | 0 | 5351 | 6011 | 8610 | 8953 | 11717 | 12300 | 11585 | 10009 | 9197 | 6641 | 6094 | 4221 | 5351 | 6011 | 8610 | 8953 | 11717 | 12300 | 11585 | 10009 | 9197 | 6641 | 6094 | 4221 | 610.303 | 685.68 | 982.051 | 1021.225 | 1336.508 | 1402.969 | 1321.379 | 1141.719 | 1049.052 | 757.544 | 695.135 | 481.435 | 0 | 0 | 100689 | 100689 | 11485 | 2020 | solar PV | TRUE
63151 | N | . | USS Solar Sources LLC CSG | Standard Solar | 60531 | MN | WNC | MRO |  | 22 | 2 | NAICS-22 Non-Cogen | PV | SUN | SUN | MISO | A |  | . | . | . | . | . | . | . | . | . | 0 | 0 | 0 | . | . | . | . | . | . | . | . | . | 0 | 0 | 0 | . | . | . | . | . | . | . | . | . | 0 | 0 | 0 | . | . | . | . | . | . | . | . | . | 316 | 242 | 152 | . | . | . | . | . | . | . | . | . | 316 | 242 | 152 | . | . | . | . | . | . | . | . | . | 36.089 | 27.619 | 17.292 | 0 | 0 | 710 | 710 | 81 | 2020 | solar PV | TRUE
63152 | N | . | USS Christoffer Solar LLC CSG | Standard Solar | 60531 | MN | WNC | MRO |  | 22 | 2 | NAICS-22 Non-Cogen | PV | SUN | SUN | MISO | A |  | . | . | . | . | . | . | . | . | 0 | 0 | 0 | 0 | . | . | . | . | . | . | . | . | 0 | 0 | 0 | 0 | . | . | . | . | . | . | . | . | 0 | 0 | 0 | 0 | . | . | . | . | . | . | . | . | 772 | 578 | 442 | 277 | . | . | . | . | . | . | . | . | 772 | 578 | 442 | 277 | . | . | . | . | . | . | . | . | 88.071 | 65.909 | 50.44 | 31.58 | 0 | 0 | 2069 | 2069 | 236 | 2020 | solar PV | TRUE
63153 | N | . | USS Buckaroo Solar LLC CSG | Standard Solar | 60531 | MN | WNC | MRO |  | 22 | 2 | NAICS-22 Non-Cogen | PV | SUN | SUN | MISO | A |  | . | . | . | . | . | . | . | . | . | 0 | 0 | 0 | . | . | . | . | . | . | . | . | . | 0 | 0 | 0 | . | . | . | . | . | . | . | . | . | 0 | 0 | 0 | . | . | . | . | . | . | . | . | . | 457 | 350 | 219 | . | . | . | . | . | . | . | . | . | 457 | 350 | 219 | . | . | . | . | . | . | . | . | . | 52.129 | 39.894 | 24.977 | 0 | 0 | 1026 | 1026 | 117 | 2020 | solar PV | TRUE
63154 | N | . | USS Horne North Solar LLC CSG | Standard Solar | 60531 | MN | WNC | MRO |  | 22 | 2 | NAICS-22 Non-Cogen | PV | SUN | SUN | MISO | A |  | . | . | . | . | . | . | . | . | . | 0 | 0 | 0 | . | . | . | . | . | . | . | . | . | 0 | 0 | 0 | . | . | . | . | . | . | . | . | . | 0 | 0 | 0 | . | . | . | . | . | . | . | . | . | 547 | 419 | 262 | . | . | . | . | . | . | . | . | . | 547 | 419 | 262 | . | . | . | . | . | . | . | . | . | 62.377 | 47.736 | 29.887 | 0 | 0 | 1228 | 1228 | 140 | 2020 | solar PV | TRUE
63155 | N | . | USS Horne South Solar LLC CSG | Standard Solar | 60531 | MN | WNC | MRO |  | 22 | 2 | NAICS-22 Non-Cogen | PV | SUN | SUN | MISO | A |  | . | . | . | . | . | . | . | . | . | 0 | 0 | 0 | . | . | . | . | . | . | . | . | . | 0 | 0 | 0 | . | . | . | . | . | . | . | . | . | 0 | 0 | 0 | . | . | . | . | . | . | . | . | . | 520 | 398 | 249 | . | . | . | . | . | . | . | . | . | 520 | 398 | 249 | . | . | . | . | . | . | . | . | . | 59.257 | 45.35 | 28.393 | 0 | 0 | 1167 | 1167 | 133 | 2020 | solar PV | TRUE
63156 | N | . | USS JJ Clay Solar LLC CSG | Standard Solar | 60531 | MN | WNC | MRO |  | 22 | 2 | NAICS-22 Non-Cogen | PV | SUN | SUN | MISO | A |  | . | . | . | . | . | . | . | . | . | 0 | 0 | 0 | . | . | . | . | . | . | . | . | . | 0 | 0 | 0 | . | . | . | . | . | . | . | . | . | 0 | 0 | 0 | . | . | . | . | . | . | . | . | . | 488 | 374 | 234 | . | . | . | . | . | . | . | . | . | 488 | 374 | 234 | . | . | . | . | . | . | . | . | . | 55.693 | 42.622 | 26.685 | 0 | 0 | 1096 | 1096 | 125 | 2020 | solar PV | TRUE
63157 | N | . | USS Verde Solar LLC CSG | Standard Solar | 60531 | MN | WNC | MRO |  | 22 | 2 | NAICS-22 Non-Cogen | PV | SUN | SUN | MISO | A |  | . | . | . | . | . | . | . | . | . | 0 | 0 | 0 | . | . | . | . | . | . | . | . | . | 0 | 0 | 0 | . | . | . | . | . | . | . | . | . | 0 | 0 | 0 | . | . | . | . | . | . | . | . | . | 1121 | 858 | 537 | . | . | . | . | . | . | . | . | . | 1121 | 858 | 537 | . | . | . | . | . | . | . | . | . | 127.871 | 97.86 | 61.269 | 0 | 0 | 2516 | 2516 | 287 | 2020 | solar PV | TRUE
63158 | N | . | USS Cougar Solar LLC CSG | Standard Solar | 60531 | MN | WNC | MRO |  | 22 | 2 | NAICS-22 Non-Cogen | PV | SUN | SUN | MISO | A |  | . | . | . | . | . | . | . | . | 0 | 0 | 0 | 0 | . | . | . | . | . | . | . | . | 0 | 0 | 0 | 0 | . | . | . | . | . | . | . | . | 0 | 0 | 0 | 0 | . | . | . | . | . | . | . | . | 834 | 624 | 478 | 299 | . | . | . | . | . | . | . | . | 834 | 624 | 478 | 299 | . | . | . | . | . | . | . | . | 95.162 | 71.215 | 54.501 | 34.122 | 0 | 0 | 2235 | 2235 | 255 | 2020 | solar PV | TRUE
63159 | N | . | USS Flower Solar LLC CSG | Standard Solar | 60531 | MN | WNC | MRO |  | 22 | 2 | NAICS-22 Non-Cogen | PV | SUN | SUN | MISO | A |  | . | . | . | . | . | . | . | . | 0 | 0 | 0 | 0 | . | . | . | . | . | . | . | . | 0 | 0 | 0 | 0 | . | . | . | . | . | . | . | . | 0 | 0 | 0 | 0 | . | . | . | . | . | . | . | . | 402 | 301 | 230 | 144 | . | . | . | . | . | . | . | . | 402 | 301 | 230 | 144 | . | . | . | . | . | . | . | . | 45.901 | 34.351 | 26.289 | 16.459 | 0 | 0 | 1077 | 1077 | 123 | 2020 | solar PV | TRUE
63160 | N | . | USS All In Solar LLC CSG | Standard Solar | 60531 | MN | WNC | MRO |  | 22 | 2 | NAICS-22 Non-Cogen | PV | SUN | SUN | MISO | A |  | . | . | . | . | . | . | . | . | . | 0 | 0 | 0 | . | . | . | . | . | . | . | . | . | 0 | 0 | 0 | . | . | . | . | . | . | . | . | . | 0 | 0 | 0 | . | . | . | . | . | . | . | . | . | 1066 | 816 | 511 | . | . | . | . | . | . | . | . | . | 1066 | 816 | 511 | . | . | . | . | . | . | . | . | . | 121.634 | 93.086 | 58.28 | 0 | 0 | 2393 | 2393 | 273 | 2020 | solar PV | TRUE
63161 | N | . | AES Tonawanda Solar LLC | AES Distributed Energy | 61012 | NY | MAT | NPCC |  | 22 | 2 | NAICS-22 Non-Cogen | PV | SUN | SUN | NYIS | A |  | 0 | 0 | 0 | 0 | 0 | 0 | 0 | 0 | 0 | 0 | 0 | 0 | 0 | 0 | 0 | 0 | 0 | 0 | 0 | 0 | 0 | 0 | 0 | 0 | 0 | 0 | 0 | 0 | 0 | 0 | 0 | 0 | 0 | 0 | 0 | 0 | 1472 | 1644 | 2377 | 2383 | 3130 | 3146 | 2992 | 2541 | 2499 | 1774 | 1634 | 1105 | 1472 | 1644 | 2377 | 2383 | 3130 | 3146 | 2992 | 2541 | 2499 | 1774 | 1634 | 1105 | 167.934 | 187.492 | 271.097 | 271.838 | 356.976 | 358.863 | 341.309 | 289.795 | 284.994 | 202.333 | 186.33 | 126.039 | 0 | 0 | 26697 | 26697 | 3045 | 2020 | solar PV | TRUE
63163 | N | . | Tom Sifers Solar | Mountain Parks Services, Inc. | 62961 | CO | MTN | WECC |  | 22 | 2 | NAICS-22 Non-Cogen | PV | SUN | SUN | WACM | A |  | 0 | 0 | 0 | 0 | 0 | 0 | 0 | 0 | 0 | 0 | 0 | 0 | 0 | 0 | 0 | 0 | 0 | 0 | 0 | 0 | 0 | 0 | 0 | 0 | 0 | 0 | 0 | 0 | 0 | 0 | 0 | 0 | 0 | 0 | 0 | 0 | 945 | 995 | 1525 | 1704 | 1979 | 1918 | 1988 | 1621 | 1579 | 1190 | 1025 | 775 | 945 | 995 | 1525 | 1704 | 1979 | 1918 | 1988 | 1621 | 1579 | 1190 | 1025 | 775 | 107.775 | 113.532 | 173.924 | 194.378 | 225.713 | 218.826 | 226.794 | 184.842 | 180.143 | 135.733 | 116.964 | 88.376 | 0 | 0 | 17244 | 17244 | 1967 | 2020 | solar PV | TRUE
63164 | N | . | Whiskey Hill Solar | Mountain Parks Services, Inc. | 62961 | CO | MTN | WECC |  | 22 | 2 | NAICS-22 Non-Cogen | PV | SUN | SUN | WACM | A |  | 0 | 0 | 0 | 0 | 0 | 0 | 0 | 0 | 0 | 0 | 0 | 0 | 0 | 0 | 0 | 0 | 0 | 0 | 0 | 0 | 0 | 0 | 0 | 0 | 0 | 0 | 0 | 0 | 0 | 0 | 0 | 0 | 0 | 0 | 0 | 0 | 1151 | 1213 | 1858 | 2077 | 2411 | 2338 | 2423 | 1975 | 1925 | 1450 | 1250 | 944 | 1151 | 1213 | 1858 | 2077 | 2411 | 2338 | 2423 | 1975 | 1925 | 1450 | 1250 | 944 | 131.337 | 138.351 | 211.945 | 236.87 | 275.055 | 266.662 | 276.373 | 225.25 | 219.523 | 165.405 | 142.533 | 107.696 | 0 | 0 | 21015 | 21015 | 2397 | 2020 | solar PV | TRUE
63165 | N | . | USS Reindeer Solar LLC CSG | USS Reindeer Solar LLC | 62953 | MN | WNC | MRO |  | 22 | 2 | NAICS-22 Non-Cogen | PV | SUN | SUN | MISO | A |  | . | . | . | . | . | . | . | . | . | . | . | 0 | . | . | . | . | . | . | . | . | . | . | . | 0 | . | . | . | . | . | . | . | . | . | . | . | 0 | . | . | . | . | . | . | . | . | . | . | . | 587 | . | . | . | . | . | . | . | . | . | . | . | 587 | . | . | . | . | . | . | . | . | . | . | . | 67 | 0 | 0 | 587 | 587 | 67 | 2020 | solar PV | TRUE
63166 | N | . | USS Bush Solar LLC CSG | USS Bush Solar LLC | 62954 | MN | WNC | MRO |  | 22 | 2 | NAICS-22 Non-Cogen | PV | SUN | SUN | MISO | A |  | . | . | . | . | . | . | . | . | . | 0 | 0 | 0 | . | . | . | . | . | . | . | . | . | 0 | 0 | 0 | . | . | . | . | . | . | . | . | . | 0 | 0 | 0 | . | . | . | . | . | . | . | . | . | 1125 | 861 | 539 | . | . | . | . | . | . | . | . | . | 1125 | 861 | 539 | . | . | . | . | . | . | . | . | . | 128.317 | 98.201 | 61.482 | 0 | 0 | 2525 | 2525 | 288 | 2020 | solar PV | TRUE
63168 | N | . | USS Pheasant Solar LLC CSG | USS Pheasant Solar LLC | 62956 | MN | WNC | MRO |  | 22 | 2 | NAICS-22 Non-Cogen | PV | SUN | SUN | MISO | A |  | . | . | . | . | . | . | . | . | . | . | 0 | 0 | . | . | . | . | . | . | . | . | . | . | 0 | 0 | . | . | . | . | . | . | . | . | . | . | 0 | 0 | . | . | . | . | . | . | . | . | . | . | 852 | 533 | . | . | . | . | . | . | . | . | . | . | 852 | 533 | . | . | . | . | . | . | . | . | . | . | 97.166 | 60.834 | 0 | 0 | 1385 | 1385 | 158 | 2020 | solar PV | TRUE
63169 | N | . | USS KVPV Solar LLC CSG | Standard Solar | 60531 | MN | WNC | MRO |  | 22 | 2 | NAICS-22 Non-Cogen | PV | SUN | SUN | MISO | A |  | . | . | . | . | . | . | . | . | . | 0 | 0 | 0 | . | . | . | . | . | . | . | . | . | 0 | 0 | 0 | . | . | . | . | . | . | . | . | . | 0 | 0 | 0 | . | . | . | . | . | . | . | . | . | 508 | 389 | 243 | . | . | . | . | . | . | . | . | . | 508 | 389 | 243 | . | . | . | . | . | . | . | . | . | 57.921 | 44.327 | 27.752 | 0 | 0 | 1140 | 1140 | 130 | 2020 | solar PV | TRUE
63173 | N | . | Orange Street G1 | Town of Bedford - (VA) | 1456 | VA | SAT | RFC |  | 22 | 1 | Electric Utility | IC | DFO | DFO | PJM | A | barrels | 9 | 5 | 10 | 6 | 14 | 13 | 22 | 22 | 27 | 9 | 18 | 30 | 9 | 5 | 10 | 6 | 14 | 13 | 22 | 22 | 27 | 9 | 18 | 30 | 5.817 | 5.817 | 5.817 | 5.817 | 5.817 | 5.817 | 5.817 | 5.817 | 5.817 | 5.817 | 5.817 | 5.817 | 52 | 29 | 58 | 35 | 81 | 76 | 128 | 128 | 157 | 52 | 105 | 175 | 52 | 29 | 58 | 35 | 81 | 76 | 128 | 128 | 157 | 52 | 105 | 175 | 5.728 | 3.182 | 6.363 | 3.53 | 8.916 | 7.81 | 13.751 | 13.273 | 16.354 | 5.428 | 11.299 | 18.366 | 185 | 185 | 1076 | 1076 | 114 | 2020 | petroleum | TRUE
63174 | N | . | Hartmann Project CSG | Hartmann Community Solar LLC | 62962 | MN | WNC | MRO |  | 22 | 2 | NAICS-22 Non-Cogen | PV | SUN | SUN | MISO | A |  | 0 | 0 | 0 | 0 | 0 | 0 | 0 | 0 | 0 | 0 | 0 | 0 | 0 | 0 | 0 | 0 | 0 | 0 | 0 | 0 | 0 | 0 | 0 | 0 | 0 | 0 | 0 | 0 | 0 | 0 | 0 | 0 | 0 | 0 | 0 | 0 | 477 | 1058 | 1284 | 1698 | 1766 | 1914 | 1846 | 1828 | 1289 | 965 | 738 | 462 | 477 | 1058 | 1284 | 1698 | 1766 | 1914 | 1846 | 1828 | 1289 | 965 | 738 | 462 | 54.441 | 120.726 | 146.476 | 193.651 | 201.437 | 218.335 | 210.534 | 208.47 | 147.008 | 110.015 | 84.194 | 52.713 | 0 | 0 | 15325 | 15325 | 1748 | 2020 | solar PV | TRUE
63175 | N | . | E. Goenner Project CSG | E. Goenner Community Solar LLC | 62963 | MN | WNC | MRO |  | 22 | 2 | NAICS-22 Non-Cogen | PV | SUN | SUN | MISO | A |  | 0 | 0 | 0 | 0 | 0 | 0 | 0 | 0 | 0 | 0 | 0 | 0 | 0 | 0 | 0 | 0 | 0 | 0 | 0 | 0 | 0 | 0 | 0 | 0 | 0 | 0 | 0 | 0 | 0 | 0 | 0 | 0 | 0 | 0 | 0 | 0 | 497 | 1101 | 1336 | 1767 | 1838 | 1992 | 1921 | 1902 | 1341 | 1004 | 768 | 481 | 497 | 1101 | 1336 | 1767 | 1838 | 1992 | 1921 | 1902 | 1341 | 1004 | 768 | 481 | 56.65 | 125.63 | 152.425 | 201.517 | 209.619 | 227.204 | 219.086 | 216.938 | 152.979 | 114.484 | 87.614 | 54.854 | 0 | 0 | 15948 | 15948 | 1819 | 2020 | solar PV | TRUE
63176 | N | . | Prawer Project CSG | Prawer Community Solar LLC | 62964 | MN | WNC | MRO |  | 22 | 2 | NAICS-22 Non-Cogen | PV | SUN | SUN | MISO | A |  | 0 | 0 | 0 | 0 | 0 | 0 | 0 | 0 | 0 | 0 | 0 | 0 | 0 | 0 | 0 | 0 | 0 | 0 | 0 | 0 | 0 | 0 | 0 | 0 | 0 | 0 | 0 | 0 | 0 | 0 | 0 | 0 | 0 | 0 | 0 | 0 | 484 | 1072 | 1301 | 1720 | 1789 | 1939 | 1870 | 1852 | 1306 | 977 | 748 | 468 | 484 | 1072 | 1301 | 1720 | 1789 | 1939 | 1870 | 1852 | 1306 | 977 | 748 | 468 | 55.155 | 122.315 | 148.403 | 196.199 | 204.088 | 221.208 | 213.304 | 211.213 | 148.943 | 111.463 | 85.302 | 53.407 | 0 | 0 | 15526 | 15526 | 1771 | 2020 | solar PV | TRUE
63177 | N | . | Schwinghamer Project CSG | Schwinghamer Community Solar LLC | 62965 | MN | WNC | MRO |  | 22 | 2 | NAICS-22 Non-Cogen | PV | SUN | SUN | MISO | A |  | 0 | 0 | 0 | 0 | 0 | 0 | 0 | 0 | 0 | 0 | 0 | 0 | 0 | 0 | 0 | 0 | 0 | 0 | 0 | 0 | 0 | 0 | 0 | 0 | 0 | 0 | 0 | 0 | 0 | 0 | 0 | 0 | 0 | 0 | 0 | 0 | 455 | 1010 | 1225 | 1620 | 1685 | 1827 | 1761 | 1744 | 1230 | 920 | 704 | 441 | 455 | 1010 | 1225 | 1620 | 1685 | 1827 | 1761 | 1744 | 1230 | 920 | 704 | 441 | 51.948 | 115.201 | 139.772 | 184.789 | 192.218 | 208.343 | 200.899 | 198.929 | 140.28 | 104.98 | 80.341 | 50.3 | 0 | 0 | 14622 | 14622 | 1668 | 2020 | solar PV | TRUE
63178 | N | . | STAG St. Paul Project CSG | STAG St. Paul Community Solar LLC | 62966 | MN | WNC | MRO |  | 22 | 2 | NAICS-22 Non-Cogen | PV | SUN | SUN | MISO | A |  | 0 | 0 | 0 | 0 | 0 | 0 | 0 | 0 | 0 | 0 | 0 | 0 | 0 | 0 | 0 | 0 | 0 | 0 | 0 | 0 | 0 | 0 | 0 | 0 | 0 | 0 | 0 | 0 | 0 | 0 | 0 | 0 | 0 | 0 | 0 | 0 | 432 | 957 | 1161 | 1536 | 1597 | 1731 | 1669 | 1653 | 1166 | 872 | 668 | 418 | 432 | 957 | 1161 | 1536 | 1597 | 1731 | 1669 | 1653 | 1166 | 872 | 668 | 418 | 49.239 | 109.192 | 132.482 | 175.15 | 182.192 | 197.476 | 190.42 | 188.553 | 132.963 | 99.505 | 76.151 | 47.677 | 0 | 0 | 13860 | 13860 | 1581 | 2020 | solar PV | TRUE
63179 | N | . | Linden 01 CSG | SunShare Management | 60970 | MN | WNC | MRO |  | 22 | 2 | NAICS-22 Non-Cogen | PV | SUN | SUN | MISO | A |  | . | . | . | . | 0 | 0 | 0 | 0 | 0 | 0 | 0 | 0 | . | . | . | . | 0 | 0 | 0 | 0 | 0 | 0 | 0 | 0 | . | . | . | . | 0 | 0 | 0 | 0 | 0 | 0 | 0 | 0 | . | . | . | . | 1915 | 2076 | 2002 | 1982 | 1398 | 1046 | 801 | 501 | . | . | . | . | 1915 | 2076 | 2002 | 1982 | 1398 | 1046 | 801 | 501 | . | . | . | . | 218.48 | 236.808 | 228.346 | 226.107 | 159.446 | 119.323 | 91.317 | 57.173 | 0 | 0 | 11721 | 11721 | 1337 | 2020 | solar PV | TRUE
63180 | N | . | TPE Whitney Solar, LLC | Alchemy Renewable Energy | 62627 | TX | WSC | TRE |  | 22 | 2 | NAICS-22 Non-Cogen | PV | SUN | SUN | ERCO | A |  | 0 | 0 | 0 | 0 | 0 | 0 | 0 | 0 | 0 | 0 | 0 | 0 | 0 | 0 | 0 | 0 | 0 | 0 | 0 | 0 | 0 | 0 | 0 | 0 | 0 | 0 | 0 | 0 | 0 | 0 | 0 | 0 | 0 | 0 | 0 | 0 | 9958 | 11788 | 12438 | 16054 | 20973 | 22647 | 24185 | 21513 | 17123 | 14204 | 11698 | 10759 | 9958 | 11788 | 12438 | 16054 | 20973 | 22647 | 24185 | 21513 | 17123 | 14204 | 11698 | 10759 | 1135.829 | 1344.556 | 1418.751 | 1831.144 | 2392.271 | 2583.181 | 2758.584 | 2453.893 | 1953.123 | 1620.152 | 1334.283 | 1227.233 | 0 | 0 | 193340 | 193340 | 22053 | 2020 | solar PV | TRUE
63181 | N | . | Monroeville Solar | Solar Planet Power | 62923 | OH | ENC | RFC |  | 22 | 2 | NAICS-22 Non-Cogen | PV | SUN | SUN | PJM | A |  | 0 | 0 | 0 | 0 | 0 | 0 | 0 | 0 | 0 | 0 | 0 | 0 | 0 | 0 | 0 | 0 | 0 | 0 | 0 | 0 | 0 | 0 | 0 | 0 | 0 | 0 | 0 | 0 | 0 | 0 | 0 | 0 | 0 | 0 | 0 | 0 | 1141 | 2169 | 2388 | 3485 | 4070 | 5331 | 5207 | 4945 | 4062 | 2661 | 2307 | 1159 | 1141 | 2169 | 2388 | 3485 | 4070 | 5331 | 5207 | 4945 | 4062 | 2661 | 2307 | 1159 | 130.178 | 247.404 | 272.391 | 397.481 | 464.267 | 608.021 | 593.985 | 564.062 | 463.342 | 303.548 | 263.136 | 132.185 | 0 | 0 | 38925 | 38925 | 4440 | 2020 | solar PV | TRUE
63182 | N | . | Linden 02 CSG | SunShare Management | 60970 | MN | WNC | MRO |  | 22 | 2 | NAICS-22 Non-Cogen | PV | SUN | SUN | MISO | A |  | . | . | . | . | 0 | 0 | 0 | 0 | 0 | 0 | 0 | 0 | . | . | . | . | 0 | 0 | 0 | 0 | 0 | 0 | 0 | 0 | . | . | . | . | 0 | 0 | 0 | 0 | 0 | 0 | 0 | 0 | . | . | . | . | 1915 | 2076 | 2002 | 1982 | 1398 | 1046 | 801 | 501 | . | . | . | . | 1915 | 2076 | 2002 | 1982 | 1398 | 1046 | 801 | 501 | . | . | . | . | 218.48 | 236.808 | 228.346 | 226.107 | 159.446 | 119.323 | 91.317 | 57.173 | 0 | 0 | 11721 | 11721 | 1337 | 2020 | solar PV | TRUE
63183 | N | . | Linden 03 CSG | SunShare Management | 60970 | MN | WNC | MRO |  | 22 | 2 | NAICS-22 Non-Cogen | PV | SUN | SUN | MISO | A |  | . | . | . | . | 0 | 0 | 0 | 0 | 0 | 0 | 0 | 0 | . | . | . | . | 0 | 0 | 0 | 0 | 0 | 0 | 0 | 0 | . | . | . | . | 0 | 0 | 0 | 0 | 0 | 0 | 0 | 0 | . | . | . | . | 1915 | 2076 | 2002 | 1982 | 1398 | 1046 | 801 | 501 | . | . | . | . | 1915 | 2076 | 2002 | 1982 | 1398 | 1046 | 801 | 501 | . | . | . | . | 218.48 | 236.808 | 228.346 | 226.107 | 159.446 | 119.323 | 91.317 | 57.173 | 0 | 0 | 11721 | 11721 | 1337 | 2020 | solar PV | TRUE
63184 | N | . | Rio Rancho Solar Energy Center | PNM Resources | 59300 | NM | MTN | WECC |  | 22 | 1 | Electric Utility | PV | SUN | SUN | PNM | A |  | 0 | 0 | 0 | 0 | 0 | 0 | 0 | 0 | 0 | 0 | 0 | 0 | 0 | 0 | 0 | 0 | 0 | 0 | 0 | 0 | 0 | 0 | 0 | 0 | 0 | 0 | 0 | 0 | 0 | 0 | 0 | 0 | 0 | 0 | 0 | 0 | 13543 | 14224 | 16256 | 22606 | 25199 | 23680 | 23155 | 21870 | 19256 | 18415 | 14796 | 13644 | 13543 | 14224 | 16256 | 22606 | 25199 | 23680 | 23155 | 21870 | 19256 | 18415 | 14796 | 13644 | 1544.741 | 1622.435 | 1854.245 | 2578.579 | 2874.291 | 2701.041 | 2641.165 | 2494.624 | 2196.4 | 2100.487 | 1687.692 | 1556.3 | 0 | 0 | 226644 | 226644 | 25852 | 2020 | solar PV | TRUE
63185 | N | . | Sayreville Solar Project | NJR Clean Energy Ventures Corporation | 56990 | NJ | MAT | RFC |  | 22 | 2 | NAICS-22 Non-Cogen | PV | SUN | SUN | PJM | A |  | 0 | 0 | 0 | 0 | 0 | 0 | 0 | 0 | 0 | 0 | 0 | 0 | 0 | 0 | 0 | 0 | 0 | 0 | 0 | 0 | 0 | 0 | 0 | 0 | 0 | 0 | 0 | 0 | 0 | 0 | 0 | 0 | 0 | 0 | 0 | 0 | 2543 | 2857 | 4092 | 4256 | 5569 | 5846 | 5506 | 4758 | 4371 | 3157 | 2897 | 2006 | 2543 | 2857 | 4092 | 4256 | 5569 | 5846 | 5506 | 4758 | 4371 | 3157 | 2897 | 2006 | 290.088 | 325.914 | 466.784 | 485.404 | 635.263 | 666.853 | 628.072 | 542.677 | 498.631 | 360.072 | 330.409 | 228.833 | 0 | 0 | 47858 | 47858 | 5459 | 2020 | solar PV | TRUE
63186 | N | . | Imeson Solar | Imeson Solar Farm LLC | 62894 | FL | SAT | SERC |  | 22 | 2 | NAICS-22 Non-Cogen | BA | MWH | OTH | JEA | A | megawatthours | 0 | 0 | 0 | 0 | 0 | 0 | 0 | 0 | 0 | 0 | 0 | 0 | 0 | 0 | 0 | 0 | 0 | 0 | 0 | 0 | 0 | 0 | 0 | 0 | 0 | 0 | 0 | 0 | 0 | 0 | 0 | 0 | 0 | 0 | 0 | 0 | 0 | 0 | 0 | 0 | 0 | 0 | 0 | 0 | 0 | 0 | 0 | 0 | 0 | 0 | 0 | 0 | 0 | 0 | 0 | 0 | 0 | 0 | 0 | 0 | 0 | 0 | 0 | 0 | 0 | 0 | 0 | 0 | 0 | 0 | 0 | 0 | 0 | 0 | 0 | 0 | 0 | 2020 | other | TRUE
63186 | N | . | Imeson Solar | Imeson Solar Farm LLC | 62894 | FL | SAT | SERC |  | 22 | 2 | NAICS-22 Non-Cogen | PV | SUN | SUN | JEA | A |  | 0 | 0 | 0 | 0 | 0 | 0 | 0 | 0 | 0 | 0 | 0 | 0 | 0 | 0 | 0 | 0 | 0 | 0 | 0 | 0 | 0 | 0 | 0 | 0 | 0 | 0 | 0 | 0 | 0 | 0 | 0 | 0 | 0 | 0 | 0 | 0 | 7386 | 7995 | 10657 | 9656 | 11392 | 9834 | 10083 | 9621 | 8331 | 8131 | 7113 | 7740 | 7386 | 7995 | 10657 | 9656 | 11392 | 9834 | 10083 | 9621 | 8331 | 8131 | 7113 | 7740 | 842.428 | 911.984 | 1215.566 | 1101.445 | 1299.415 | 1121.727 | 1150.092 | 1097.385 | 950.323 | 927.442 | 811.353 | 882.84 | 0 | 0 | 107939 | 107939 | 12312 | 2020 | solar PV | TRUE
63187 | N | . | FL Solar 4, LLC | FL Solar 4, LLC | 62951 | FL | SAT | SERC |  | 22 | 2 | NAICS-22 Non-Cogen | PV | SUN | SUN | TAL | M |  | 0 | 0 | 0 | 0 | 0 | 0 | 0 | 0 | 0 | 0 | 0 | 0 | 0 | 0 | 0 | 0 | 0 | 0 | 0 | 0 | 0 | 0 | 0 | 0 | 0 | 0 | 0 | 0 | 0 | 0 | 0 | 0 | 0 | 0 | 0 | 0 | 42415 | 46202 | 57862 | 60396 | 70285 | 56679 | 61658 | 55188 | 47289 | 57345 | 52392 | 36804 | 42415 | 46202 | 57862 | 60396 | 70285 | 56679 | 61658 | 55188 | 47289 | 57345 | 52392 | 36804 | 4838 | 5270 | 6600 | 6889 | 8017 | 6465 | 7033 | 6295 | 5394 | 6541 | 5976 | 4198 | 0 | 0 | 644515 | 644515 | 73516 | 2020 | solar PV | TRUE
63191 | N | . | Hopkinton Phase 2 | Vista Solar, Inc. | 62701 | RI | NEW | NPCC |  | 22 | 2 | NAICS-22 Non-Cogen | PV | SUN | SUN | ISNE | A |  | . | . | . | . | . | . | . | . | 0 | 0 | 0 | 0 | . | . | . | . | . | . | . | . | 0 | 0 | 0 | 0 | . | . | . | . | . | . | . | . | 0 | 0 | 0 | 0 | . | . | . | . | . | . | . | . | 2204 | 1551 | 1166 | 729 | . | . | . | . | . | . | . | . | 2204 | 1551 | 1166 | 729 | . | . | . | . | . | . | . | . | 251.355 | 176.962 | 133.029 | 83.144 | 0 | 0 | 5650 | 5650 | 644.49 | 2020 | solar PV | TRUE
63198 | N | . | ACCP NJ 1 | NJR Clean Energy Ventures Corporation | 56990 | NJ | MAT | RFC |  | 22 | 2 | NAICS-22 Non-Cogen | PV | SUN | SUN | PJM | A |  | . | . | . | . | . | . | . | . | 0 | 0 | 0 | 0 | . | . | . | . | . | . | . | . | 0 | 0 | 0 | 0 | . | . | . | . | . | . | . | . | 0 | 0 | 0 | 0 | . | . | . | . | . | . | . | . | 851 | 614 | 564 | 390 | . | . | . | . | . | . | . | . | 851 | 614 | 564 | 390 | . | . | . | . | . | . | . | . | 97.058 | 70.087 | 64.313 | 44.542 | 0 | 0 | 2419 | 2419 | 276 | 2020 | solar PV | TRUE
63200 | N | . | Bergenmand Solar Partners, LLC Mahwah | Vanguard Energy Partners, LLC | 60474 | NJ | MAT | RFC |  | 22 | 2 | NAICS-22 Non-Cogen | PV | SUN | SUN | PJM | A |  | 0 | 0 | 0 | 0 | 0 | 0 | 0 | 0 | 0 | 0 | 0 | 0 | 0 | 0 | 0 | 0 | 0 | 0 | 0 | 0 | 0 | 0 | 0 | 0 | 0 | 0 | 0 | 0 | 0 | 0 | 0 | 0 | 0 | 0 | 0 | 0 | 651 | 732 | 1048 | 1090 | 1426 | 1497 | 1410 | 1218 | 1120 | 808 | 742 | 514 | 651 | 732 | 1048 | 1090 | 1426 | 1497 | 1410 | 1218 | 1120 | 808 | 742 | 514 | 74.288 | 83.464 | 119.539 | 124.308 | 162.685 | 170.775 | 160.843 | 138.975 | 127.695 | 92.211 | 84.615 | 58.602 | 0 | 0 | 12256 | 12256 | 1398 | 2020 | solar PV | TRUE
63203 | N | . | VPPSA Project 10 | Vermont Public Power Supply Authority | 19780 | VT | NEW | NPCC |  | 22 | 1 | Electric Utility | GT | DFO | DFO | ISNE | A | barrels | 75 | 80 | 62 | 69 | 48 | 47 | 56 | 53 | 60 | 94 | 95 | 530 | 75 | 80 | 62 | 69 | 48 | 47 | 56 | 53 | 60 | 94 | 95 | 530 | 6 | 6 | 6 | 6 | 6 | 6 | 6 | 6 | 6 | 6 | 6 | 6 | 450 | 480 | 372 | 414 | 288 | 282 | 336 | 318 | 360 | 564 | 570 | 3180 | 450 | 480 | 372 | 414 | 288 | 282 | 336 | 318 | 360 | 564 | 570 | 3180 | 25.347 | 27.052 | 21.023 | 23.357 | 16.341 | 15.873 | 18.858 | 17.792 | 20.174 | 31.671 | 31.893 | 178.619 | 1269 | 1269 | 7614 | 7614 | 428 | 2020 | petroleum | TRUE
63204 | N | . | CID Solar (CA) | DG California Solar LLC | 62988 | CA | PACC | WECC |  | 22 | 2 | NAICS-22 Non-Cogen | PV | SUN | SUN | CISO | A |  | 0 | 0 | 0 | 0 | 0 | 0 | 0 | 0 | 0 | 0 | 0 | 0 | 0 | 0 | 0 | 0 | 0 | 0 | 0 | 0 | 0 | 0 | 0 | 0 | 0 | 0 | 0 | 0 | 0 | 0 | 0 | 0 | 0 | 0 | 0 | 0 | 1907 | 2585 | 2530 | 3188 | 4172 | 4155 | 4693 | 3888 | 3053 | 2822 | 2231 | 1766 | 1907 | 2585 | 2530 | 3188 | 4172 | 4155 | 4693 | 3888 | 3053 | 2822 | 2231 | 1766 | 217.513 | 294.848 | 288.527 | 363.625 | 475.894 | 473.896 | 535.273 | 443.459 | 348.203 | 321.853 | 254.449 | 201.46 | 0 | 0 | 36990 | 36990 | 4219 | 2020 | solar PV | TRUE
63205 | N | . | Skookumchuck Wind Facility | Southern Power Co | 17650 | WA | PACC | WECC |  | 22 | 2 | NAICS-22 Non-Cogen | WT | WND | WND | PSEI | M |  | . | . | . | . | . | . | . | . | . | . | 0 | 0 | . | . | . | . | . | . | . | . | . | . | 0 | 0 | . | . | . | . | . | . | . | . | . | . | 0 | 0 | . | . | . | . | . | . | . | . | . | . | 199449 | 469929 | . | . | . | . | . | . | . | . | . | . | 199449 | 469929 | . | . | . | . | . | . | . | . | . | . | 22750 | 53602 | 0 | 0 | 669378 | 669378 | 76352 | 2020 | onshore wind | TRUE
63206 | N | . | Rafael Solar | Rafael Solar LLC | 62989 | OR | PACC | WECC |  | 22 | 2 | NAICS-22 Non-Cogen | PV | SUN | SUN | PGE | A |  | 0 | 0 | 0 | 0 | 0 | 0 | 0 | 0 | 0 | 0 | 0 | 0 | 0 | 0 | 0 | 0 | 0 | 0 | 0 | 0 | 0 | 0 | 0 | 0 | 0 | 0 | 0 | 0 | 0 | 0 | 0 | 0 | 0 | 0 | 0 | 0 | 843 | 2186 | 2508 | 3665 | 3615 | 4068 | 4441 | 3818 | 2934 | 2571 | 1272 | 1042 | 843 | 2186 | 2508 | 3665 | 3615 | 4068 | 4441 | 3818 | 2934 | 2571 | 1272 | 1042 | 96.11 | 249.387 | 286.095 | 418.071 | 412.349 | 464.047 | 506.56 | 435.498 | 334.673 | 293.279 | 145.048 | 118.883 | 0 | 0 | 32963 | 32963 | 3760 | 2020 | solar PV | TRUE
63207 | N | . | Case Creek Solar | Case Creek Solar LLC | 62990 | OR | PACC | WECC |  | 22 | 2 | NAICS-22 Non-Cogen | PV | SUN | SUN | PGE | A |  | 0 | 0 | 0 | 0 | 0 | 0 | 0 | 0 | 0 | 0 | 0 | 0 | 0 | 0 | 0 | 0 | 0 | 0 | 0 | 0 | 0 | 0 | 0 | 0 | 0 | 0 | 0 | 0 | 0 | 0 | 0 | 0 | 0 | 0 | 0 | 0 | 836 | 2169 | 2488 | 3636 | 3586 | 4036 | 4406 | 3788 | 2911 | 2551 | 1261 | 1034 | 836 | 2169 | 2488 | 3636 | 3586 | 4036 | 4406 | 3788 | 2911 | 2551 | 1261 | 1034 | 95.34 | 247.398 | 283.813 | 414.736 | 409.059 | 460.345 | 502.518 | 432.023 | 332.003 | 290.939 | 143.891 | 117.935 | 0 | 0 | 32702 | 32702 | 3730 | 2020 | solar PV | TRUE
63208 | N | . | Kale Patch Solar | Kale Patch Solar LLC | 62991 | OR | PACC | WECC |  | 22 | 2 | NAICS-22 Non-Cogen | PV | SUN | SUN | PGE | A |  | 0 | 0 | 0 | 0 | 0 | 0 | 0 | 0 | 0 | 0 | 0 | 0 | 0 | 0 | 0 | 0 | 0 | 0 | 0 | 0 | 0 | 0 | 0 | 0 | 0 | 0 | 0 | 0 | 0 | 0 | 0 | 0 | 0 | 0 | 0 | 0 | 853 | 2213 | 2538 | 3709 | 3658 | 4117 | 4494 | 3864 | 2969 | 2602 | 1287 | 1055 | 853 | 2213 | 2538 | 3709 | 3658 | 4117 | 4494 | 3864 | 2969 | 2602 | 1287 | 1055 | 97.259 | 252.372 | 289.519 | 423.075 | 417.284 | 469.601 | 512.623 | 440.71 | 338.678 | 296.789 | 146.784 | 120.306 | 0 | 0 | 33359 | 33359 | 3805 | 2020 | solar PV | TRUE
63212 | N | . | Battle Creek Solar | Ecos Energy LLC | 58135 | VT | NEW | NPCC |  | 22 | 2 | NAICS-22 Non-Cogen | PV | SUN | SUN | ISNE | A |  | 0 | 0 | 0 | 0 | 0 | 0 | 0 | 0 | 0 | 0 | 0 | 0 | 0 | 0 | 0 | 0 | 0 | 0 | 0 | 0 | 0 | 0 | 0 | 0 | 0 | 0 | 0 | 0 | 0 | 0 | 0 | 0 | 0 | 0 | 0 | 0 | 611 | 1088 | 2964 | 3363 | 4696 | 4351 | 4484 | 3962 | 3129 | 2191 | 1312 | 542 | 611 | 1088 | 2964 | 3363 | 4696 | 4351 | 4484 | 3962 | 3129 | 2191 | 1312 | 542 | 69.687 | 124.1 | 338.062 | 383.598 | 535.596 | 496.343 | 511.445 | 451.96 | 356.911 | 249.872 | 149.635 | 61.791 | 0 | 0 | 32693 | 32693 | 3729 | 2020 | solar PV | TRUE
63213 | N | . | Sheridan School Corporation Solar | Johnson Melloh Solutions | 62947 | IN | ENC | RFC |  | 611 | 4 | Commercial NAICS Non-Cogen | PV | SUN | SUN | MISO | A |  | 0 | 0 | 0 | 0 | 0 | 0 | 0 | 0 | 0 | 0 | 0 | 0 | 0 | 0 | 0 | 0 | 0 | 0 | 0 | 0 | 0 | 0 | 0 | 0 | 0 | 0 | 0 | 0 | 0 | 0 | 0 | 0 | 0 | 0 | 0 | 0 | 603 | 895 | 1317 | 1616 | 1905 | 2342 | 2250 | 2115 | 1656 | 1308 | 889 | 646 | 603 | 895 | 1317 | 1616 | 1905 | 2342 | 2250 | 2115 | 1656 | 1308 | 889 | 646 | 68.768 | 102.122 | 150.186 | 184.336 | 217.303 | 267.166 | 256.671 | 241.296 | 188.838 | 149.182 | 101.396 | 73.736 | 0 | 0 | 17542 | 17542 | 2001 | 2020 | solar PV | FALSE
63214 | N | . | Middleton Solar Park | HG Solar Development, LLC | 62950 | MA | NEW | NPCC |  | 22 | 2 | NAICS-22 Non-Cogen | BA | MWH | OTH | ISNE | A | megawatthours | 36 | 30 | 34 | 33 | 34 | 25 | 33 | 34 | 34 | 35 | 34 | 34 | 36 | 30 | 34 | 33 | 34 | 25 | 33 | 34 | 34 | 35 | 34 | 34 | 0 | 0 | 0 | 0 | 0 | 0 | 0 | 0 | 0 | 0 | 0 | 0 | 0 | 0 | 0 | 0 | 0 | 0 | 0 | 0 | 0 | 0 | 0 | 0 | 0 | 0 | 0 | 0 | 0 | 0 | 0 | 0 | 0 | 0 | 0 | 0 | -3.789 | -3.225 | -3.578 | -3.503 | -3.611 | -2.653 | -3.467 | -3.635 | -3.59 | -3.699 | -3.614 | -3.636 | 396 | 396 | 0 | 0 | -42 | 2020 | other | TRUE
63214 | N | . | Middleton Solar Park | HG Solar Development, LLC | 62950 | MA | NEW | NPCC |  | 22 | 2 | NAICS-22 Non-Cogen | PV | SUN | SUN | ISNE | A |  | 0 | 0 | 0 | 0 | 0 | 0 | 0 | 0 | 0 | 0 | 0 | 0 | 0 | 0 | 0 | 0 | 0 | 0 | 0 | 0 | 0 | 0 | 0 | 0 | 0 | 0 | 0 | 0 | 0 | 0 | 0 | 0 | 0 | 0 | 0 | 0 | 3157 | 4135 | 6292 | 6033 | 8505 | 8036 | 7913 | 7480 | 6495 | 4722 | 3377 | 2570 | 3157 | 4135 | 6292 | 6033 | 8505 | 8036 | 7913 | 7480 | 6495 | 4722 | 3377 | 2570 | 360.102 | 471.675 | 717.693 | 688.126 | 970.127 | 916.572 | 902.625 | 853.254 | 740.844 | 538.618 | 385.206 | 293.158 | 0 | 0 | 68715 | 68715 | 7838 | 2020 | solar PV | TRUE
63216 | N | . | USS B&B Solar LLC CSG | Standard Solar | 60531 | MN | WNC | MRO |  | 22 | 2 | NAICS-22 Non-Cogen | PV | SUN | SUN | MISO | A |  | . | . | . | . | . | . | . | . | 0 | 0 | 0 | 0 | . | . | . | . | . | . | . | . | 0 | 0 | 0 | 0 | . | . | . | . | . | . | . | . | 0 | 0 | 0 | 0 | . | . | . | . | . | . | . | . | 465 | 348 | 266 | 167 | . | . | . | . | . | . | . | . | 465 | 348 | 266 | 167 | . | . | . | . | . | . | . | . | 52.993 | 39.657 | 30.349 | 19.001 | 0 | 0 | 1246 | 1246 | 142 | 2020 | solar PV | TRUE
63222 | N | . | Impact Solar 1 | Lightsource Renewable Energy Asset Management, LLC | 62842 | TX | WSC | TRE |  | 22 | 2 | NAICS-22 Non-Cogen | PV | SUN | SUN | ERCO | M |  | . | . | . | . | . | . | . | . | . | . | . | 0 | . | . | . | . | . | . | . | . | . | . | . | 0 | . | . | . | . | . | . | . | . | . | . | . | 0 | . | . | . | . | . | . | . | . | . | . | . | 194820 | . | . | . | . | . | . | . | . | . | . | . | 194820 | . | . | . | . | . | . | . | . | . | . | . | 22222 | 0 | 0 | 194820 | 194820 | 22222 | 2020 | solar PV | TRUE
63224 | N | . | NY 26 Carthage CSG | Standard Solar | 60531 | NY | MAT | NPCC |  | 22 | 2 | NAICS-22 Non-Cogen | PV | SUN | SUN | NYIS | A |  | . | . | 0 | 0 | 0 | 0 | 0 | 0 | 0 | 0 | 0 | 0 | . | . | 0 | 0 | 0 | 0 | 0 | 0 | 0 | 0 | 0 | 0 | . | . | 0 | 0 | 0 | 0 | 0 | 0 | 0 | 0 | 0 | 0 | . | . | 4920 | 4934 | 6479 | 6513 | 6195 | 5260 | 5173 | 3672 | 3382 | 2288 | . | . | 4920 | 4934 | 6479 | 6513 | 6195 | 5260 | 5173 | 3672 | 3382 | 2288 | . | . | 561.23 | 562.763 | 739.017 | 742.923 | 706.584 | 599.939 | 590 | 418.873 | 385.743 | 260.928 | 0 | 0 | 48816 | 48816 | 5568 | 2020 | solar PV | TRUE
63225 | N | . | AGA TAG Solar IV LLC | AGA TAG Solar IV LLC | 63006 | NC | SAT | SERC |  | 22 | 2 | NAICS-22 Non-Cogen | PV | SUN | SUN | CPLE | A |  | 0 | 0 | 0 | 0 | 0 | 0 | 0 | 0 | 0 | 0 | 0 | 0 | 0 | 0 | 0 | 0 | 0 | 0 | 0 | 0 | 0 | 0 | 0 | 0 | 0 | 0 | 0 | 0 | 0 | 0 | 0 | 0 | 0 | 0 | 0 | 0 | 802 | 824 | 1054 | 1432 | 1433 | 1394 | 1559 | 1252 | 1060 | 1075 | 899 | 760 | 802 | 824 | 1054 | 1432 | 1433 | 1394 | 1559 | 1252 | 1060 | 1075 | 899 | 760 | 91.469 | 94.003 | 120.239 | 163.316 | 163.446 | 159.012 | 177.868 | 142.82 | 120.957 | 122.629 | 102.563 | 86.678 | 0 | 0 | 13544 | 13544 | 1545 | 2020 | solar PV | TRUE
63229 | N | . | Manheim New Jersey | Cox Enterprises | 62998 | NJ | MAT | RFC |  | 421 | 4 | Commercial NAICS Non-Cogen | PV | SUN | SUN | PJM | A |  | 0 | 0 | 0 | 0 | 0 | 0 | 0 | 0 | 0 | 0 | 0 | 0 | 0 | 0 | 0 | 0 | 0 | 0 | 0 | 0 | 0 | 0 | 0 | 0 | 0 | 0 | 0 | 0 | 0 | 0 | 0 | 0 | 0 | 0 | 0 | 0 | 1240 | 1393 | 1996 | 2075 | 2716 | 2851 | 2685 | 2320 | 2132 | 1539 | 1413 | 978 | 1240 | 1393 | 1996 | 2075 | 2716 | 2851 | 2685 | 2320 | 2132 | 1539 | 1413 | 978 | 141.457 | 158.927 | 227.62 | 236.7 | 309.777 | 325.181 | 306.27 | 264.628 | 243.15 | 175.584 | 161.119 | 111.587 | 0 | 0 | 23338 | 23338 | 2662 | 2020 | solar PV | FALSE
63230 | N | . | Knaggs Brothers Farm | Dynamic Energy Solutions, LLC | 62994 | NY | MAT | NPCC |  | 111 | 6 | Industrial NAICS Non-Cogen | PV | SUN | SUN | NYIS | A |  | 0 | 0 | 0 | 0 | 0 | 0 | 0 | 0 | 0 | 0 | 0 | 0 | 0 | 0 | 0 | 0 | 0 | 0 | 0 | 0 | 0 | 0 | 0 | 0 | 0 | 0 | 0 | 0 | 0 | 0 | 0 | 0 | 0 | 0 | 0 | 0 | 3444 | 3845 | 5560 | 5575 | 7321 | 7360 | 7000 | 5943 | 5845 | 4149 | 3821 | 2585 | 3444 | 3845 | 5560 | 5575 | 7321 | 7360 | 7000 | 5943 | 5845 | 4149 | 3821 | 2585 | 392.84 | 438.589 | 634.162 | 635.896 | 835.054 | 839.467 | 798.406 | 677.902 | 666.672 | 473.306 | 435.87 | 294.836 | 0 | 0 | 62448 | 62448 | 7123 | 2020 | solar PV | FALSE
63231 | N | . | Woodbury Solar | MN CSG 2, LLC | 63001 | MN | WNC | MRO |  | 22 | 2 | NAICS-22 Non-Cogen | PV | SUN | SUN | MISO | A |  | . | . | . | . | . | . | 0 | 0 | 0 | 0 | 0 | 0 | . | . | . | . | . | . | 0 | 0 | 0 | 0 | 0 | 0 | . | . | . | . | . | . | 0 | 0 | 0 | 0 | 0 | 0 | . | . | . | . | . | . | 7860 | 7783 | 5489 | 4107 | 3143 | 1968 | . | . | . | . | . | . | 7860 | 7783 | 5489 | 4107 | 3143 | 1968 | . | . | . | . | . | . | 896.59 | 887.799 | 626.056 | 468.516 | 358.553 | 224.486 | 0 | 0 | 30350 | 30350 | 3462 | 2020 | solar PV | TRUE
63232 | N | . | Brookfield Wire Company | Dynamic Energy Solutions, LLC | 62994 | MA | NEW | NPCC |  | 335 | 6 | Industrial NAICS Non-Cogen | PV | SUN | SUN | ISNE | A |  | 0 | 0 | 0 | 0 | 0 | 0 | 0 | 0 | 0 | 0 | 0 | 0 | 0 | 0 | 0 | 0 | 0 | 0 | 0 | 0 | 0 | 0 | 0 | 0 | 0 | 0 | 0 | 0 | 0 | 0 | 0 | 0 | 0 | 0 | 0 | 0 | 974 | 1276 | 1941 | 1861 | 2624 | 2479 | 2441 | 2308 | 2004 | 1457 | 1042 | 793 | 974 | 1276 | 1941 | 1861 | 2624 | 2479 | 2441 | 2308 | 2004 | 1457 | 1042 | 793 | 111.092 | 145.51 | 221.406 | 212.285 | 299.281 | 282.76 | 278.457 | 263.226 | 228.548 | 166.162 | 118.835 | 90.438 | 0 | 0 | 21200 | 21200 | 2418 | 2020 | solar PV | FALSE
63235 | N | . | O'Neill Creek Solar | O'Neill Creek Solar LLC | 62992 | OR | PACC | WECC |  | 22 | 2 | NAICS-22 Non-Cogen | PV | SUN | SUN | PGE | A |  | 0 | 0 | 0 | 0 | 0 | 0 | 0 | 0 | 0 | 0 | 0 | 0 | 0 | 0 | 0 | 0 | 0 | 0 | 0 | 0 | 0 | 0 | 0 | 0 | 0 | 0 | 0 | 0 | 0 | 0 | 0 | 0 | 0 | 0 | 0 | 0 | 827 | 2146 | 2462 | 3597 | 3548 | 3993 | 4358 | 3747 | 2879 | 2523 | 1248 | 1023 | 827 | 2146 | 2462 | 3597 | 3548 | 3993 | 4358 | 3747 | 2879 | 2523 | 1248 | 1023 | 94.32 | 244.745 | 280.769 | 410.288 | 404.672 | 455.408 | 497.129 | 427.39 | 328.442 | 287.819 | 142.348 | 116.67 | 0 | 0 | 32351 | 32351 | 3690 | 2020 | solar PV | TRUE
63236 | Y | . | Kings Plaza Total Energy Plant (TEP) | Veolia North America | 62997 | NY | MAT | NPCC |  | 441 | 5 | Commercial NAICS Cogen | IC | NG | NG | NYIS | A | mcf | 15306 | 14382 | 14079 | 10046 | 11739 | 18674 | 26889 | 23951 | 18794 | 14075 | 14509 | 14788 | 14769 | 13876 | 13585 | 9694 | 11327 | 18018 | 25945 | 23109 | 18133 | 13580 | 13999 | 14268 | 1.036 | 1.036 | 1.036 | 1.036 | 1.036 | 1.036 | 1.036 | 1.036 | 1.036 | 1.036 | 1.036 | 1.036 | 15857 | 14900 | 14586 | 10408 | 12162 | 19346 | 27857 | 24813 | 19471 | 14582 | 15031 | 15320 | 15301 | 14376 | 14074 | 10043 | 11735 | 18667 | 26879 | 23941 | 18786 | 14069 | 14503 | 14782 | 1345.373 | 1264.049 | 1237.449 | 882.988 | 1031.764 | 1641.288 | 2363.293 | 2105.046 | 1651.796 | 1237.032 | 1275.192 | 1299.73 | 197232 | 190303 | 204333 | 197156 | 17335 | 2020 | natural gas peaker | FALSE
63237 | N | . | Old Court Rd Solar | Old Court Rd Solar, LLC | 62999 | MD | SAT | RFC |  | 22 | 2 | NAICS-22 Non-Cogen | PV | SUN | SUN | PJM | A |  | 0 | 0 | 0 | 0 | 0 | 0 | 0 | 0 | 0 | 0 | 0 | 0 | 0 | 0 | 0 | 0 | 0 | 0 | 0 | 0 | 0 | 0 | 0 | 0 | 0 | 0 | 0 | 0 | 0 | 0 | 0 | 0 | 0 | 0 | 0 | 0 | 1711 | 1943 | 2469 | 2770 | 3166 | 3411 | 3389 | 2826 | 2507 | 2152 | 1943 | 1433 | 1711 | 1943 | 2469 | 2770 | 3166 | 3411 | 3389 | 2826 | 2507 | 2152 | 1943 | 1433 | 195.154 | 221.675 | 281.613 | 315.901 | 361.116 | 389.113 | 386.603 | 322.309 | 285.998 | 245.45 | 221.661 | 163.407 | 0 | 0 | 29720 | 29720 | 3390 | 2020 | solar PV | TRUE
63239 | N | . | Sherman Solar | Ecos Energy LLC | 58135 | CT | NEW | NPCC |  | 22 | 2 | NAICS-22 Non-Cogen | PV | SUN | SUN | ISNE | A |  | 0 | 0 | 0 | 0 | 0 | 0 | 0 | 0 | 0 | 0 | 0 | 0 | 0 | 0 | 0 | 0 | 0 | 0 | 0 | 0 | 0 | 0 | 0 | 0 | 0 | 0 | 0 | 0 | 0 | 0 | 0 | 0 | 0 | 0 | 0 | 0 | 662 | 778 | 1109 | 1044 | 1464 | 1392 | 1381 | 1269 | 1160 | 825 | 692 | 482 | 662 | 778 | 1109 | 1044 | 1464 | 1392 | 1381 | 1269 | 1160 | 825 | 692 | 482 | 75.458 | 88.706 | 126.492 | 119.029 | 166.936 | 158.774 | 157.555 | 144.775 | 132.319 | 94.095 | 78.939 | 54.922 | 0 | 0 | 12258 | 12258 | 1398 | 2020 | solar PV | TRUE
63240 | N | . | Jackson Solar (CT) | Ecos Energy LLC | 58135 | CT | NEW | NPCC |  | 22 | 2 | NAICS-22 Non-Cogen | PV | SUN | SUN | ISNE | A |  | 0 | 0 | 0 | 0 | 0 | 0 | 0 | 0 | 0 | 0 | 0 | 0 | 0 | 0 | 0 | 0 | 0 | 0 | 0 | 0 | 0 | 0 | 0 | 0 | 0 | 0 | 0 | 0 | 0 | 0 | 0 | 0 | 0 | 0 | 0 | 0 | 662 | 778 | 1109 | 1044 | 1464 | 1392 | 1381 | 1269 | 1160 | 825 | 692 | 482 | 662 | 778 | 1109 | 1044 | 1464 | 1392 | 1381 | 1269 | 1160 | 825 | 692 | 482 | 75.458 | 88.706 | 126.492 | 119.029 | 166.936 | 158.774 | 157.555 | 144.775 | 132.319 | 94.095 | 78.939 | 54.922 | 0 | 0 | 12258 | 12258 | 1398 | 2020 | solar PV | TRUE
63241 | N | . | Limelight Solar II LLC | Limelight Solar II LLC | 63016 | SC | SAT | SERC |  | 22 | 2 | NAICS-22 Non-Cogen | PV | SUN | SUN | DUK | A |  | 0 | 0 | 0 | 0 | 0 | 0 | 0 | 0 | 0 | 0 | 0 | 0 | 0 | 0 | 0 | 0 | 0 | 0 | 0 | 0 | 0 | 0 | 0 | 0 | 0 | 0 | 0 | 0 | 0 | 0 | 0 | 0 | 0 | 0 | 0 | 0 | 686 | 723 | 924 | 1179 | 1304 | 1143 | 1299 | 1090 | 922 | 913 | 723 | 684 | 686 | 723 | 924 | 1179 | 1304 | 1143 | 1299 | 1090 | 922 | 913 | 723 | 684 | 78.266 | 82.506 | 105.402 | 134.429 | 148.787 | 130.387 | 148.123 | 124.284 | 105.218 | 104.126 | 82.494 | 77.978 | 0 | 0 | 11590 | 11590 | 1322 | 2020 | solar PV | TRUE
63242 | N | . | ATOOD Solar III LLC | ATOOD Solar III LLC | 63018 | SC | SAT | SERC |  | 22 | 2 | NAICS-22 Non-Cogen | PV | SUN | SUN | DUK | A |  | 0 | 0 | 0 | 0 | 0 | 0 | 0 | 0 | 0 | 0 | 0 | 0 | 0 | 0 | 0 | 0 | 0 | 0 | 0 | 0 | 0 | 0 | 0 | 0 | 0 | 0 | 0 | 0 | 0 | 0 | 0 | 0 | 0 | 0 | 0 | 0 | 1669 | 1759 | 2247 | 2866 | 3172 | 2780 | 3158 | 2650 | 2243 | 2220 | 1759 | 1663 | 1669 | 1759 | 2247 | 2866 | 3172 | 2780 | 3158 | 2650 | 2243 | 2220 | 1759 | 1663 | 190.334 | 200.647 | 256.329 | 326.921 | 361.839 | 317.09 | 360.224 | 302.25 | 255.883 | 253.227 | 200.62 | 189.636 | 0 | 0 | 28186 | 28186 | 3215 | 2020 | solar PV | TRUE
63243 | N | . | AGA TAG Solar III LLC | AGA TAG Solar III LLC | 63019 | SC | SAT | SERC |  | 22 | 2 | NAICS-22 Non-Cogen | PV | SUN | SUN | DUK | A |  | . | . | . | . | . | . | . | 0 | 0 | 0 | 0 | 0 | . | . | . | . | . | . | . | 0 | 0 | 0 | 0 | 0 | . | . | . | . | . | . | . | 0 | 0 | 0 | 0 | 0 | . | . | . | . | . | . | . | 3407 | 2884 | 2854 | 2261 | 2138 | . | . | . | . | . | . | . | 3407 | 2884 | 2854 | 2261 | 2138 | . | . | . | . | . | . | . | 388.624 | 329.006 | 325.591 | 257.951 | 243.828 | 0 | 0 | 13544 | 13544 | 1545 | 2020 | solar PV | TRUE
63244 | N | . | Sydney Solar | Ecos Energy LLC | 58135 | CT | NEW | NPCC |  | 22 | 2 | NAICS-22 Non-Cogen | PV | SUN | SUN | ISNE | A |  | . | . | . | . | . | 0 | 0 | 0 | 0 | 0 | 0 | 0 | . | . | . | . | . | 0 | 0 | 0 | 0 | 0 | 0 | 0 | . | . | . | . | . | 0 | 0 | 0 | 0 | 0 | 0 | 0 | . | . | . | . | . | 1803 | 1789 | 1644 | 1503 | 1069 | 896 | 624 | . | . | . | . | . | 1803 | 1789 | 1644 | 1503 | 1069 | 896 | 624 | . | . | . | . | . | 205.673 | 204.094 | 187.539 | 171.404 | 121.889 | 102.256 | 71.145 | 0 | 0 | 9328 | 9328 | 1064 | 2020 | solar PV | TRUE
63245 | N | . | Dickinson Solar (CT) | Ecos Energy LLC | 58135 | CT | NEW | NPCC |  | 22 | 2 | NAICS-22 Non-Cogen | PV | SUN | SUN | ISNE | A |  | . | . | . | . | . | 0 | 0 | 0 | 0 | 0 | 0 | 0 | . | . | . | . | . | 0 | 0 | 0 | 0 | 0 | 0 | 0 | . | . | . | . | . | 0 | 0 | 0 | 0 | 0 | 0 | 0 | . | . | . | . | . | 1861 | 1846 | 1697 | 1551 | 1103 | 925 | 644 | . | . | . | . | . | 1861 | 1846 | 1697 | 1551 | 1103 | 925 | 644 | . | . | . | . | . | 212.246 | 210.615 | 193.532 | 176.881 | 125.784 | 105.524 | 73.418 | 0 | 0 | 9627 | 9627 | 1098 | 2020 | solar PV | TRUE
63246 | N | . | New River Clean Energy | Cox Enterprises | 62998 | WV | SAT | RFC |  | 22 | 2 | NAICS-22 Non-Cogen | IC | LFG | MLG | PJM | A | mcf | 6756 | 6460 | 7190 | 6667 | 6559 | 5789 | 6280 | 6342 | 5861 | 5917 | 6126 | 7067 | 6756 | 6460 | 7190 | 6667 | 6559 | 5789 | 6280 | 6342 | 5861 | 5917 | 6126 | 7067 | 0.378 | 0.378 | 0.378 | 0.378 | 0.378 | 0.378 | 0.378 | 0.378 | 0.378 | 0.378 | 0.378 | 0.378 | 2554 | 2442 | 2718 | 2520 | 2479 | 2188 | 2374 | 2397 | 2215 | 2237 | 2316 | 2671 | 2554 | 2442 | 2718 | 2520 | 2479 | 2188 | 2374 | 2397 | 2215 | 2237 | 2316 | 2671 | 566.353 | 541.62 | 602.814 | 558.945 | 549.957 | 485.402 | 526.536 | 531.727 | 491.426 | 496.096 | 513.599 | 592.525 | 77014 | 77014 | 29111 | 29111 | 6457 | 2020 | biomass | TRUE
63247 | N | . | Novel Debra Solar LLC CSG | Novel Debra Solar LLC | 63014 | MN | WNC | MRO |  | 22 | 2 | NAICS-22 Non-Cogen | PV | SUN | SUN | MISO | A |  | . | . | . | . | . | . | . | . | . | . | . | 0 | . | . | . | . | . | . | . | . | . | . | . | 0 | . | . | . | . | . | . | . | . | . | . | . | 0 | . | . | . | . | . | . | . | . | . | . | . | 1070 | . | . | . | . | . | . | . | . | . | . | . | 1070 | . | . | . | . | . | . | . | . | . | . | . | 122 | 0 | 0 | 1070 | 1070 | 122 | 2020 | solar PV | TRUE
63251 | N | . | Lone Tree Wind, LLC | Leeward Asset Management, LLC | 50123 | IL | ENC | RFC |  | 22 | 2 | NAICS-22 Non-Cogen | WT | WND | WND | PJM | M |  | . | . | . | . | . | . | . | . | . | . | . | 0 | . | . | . | . | . | . | . | . | . | . | . | 0 | . | . | . | . | . | . | . | . | . | . | . | 0 | . | . | . | . | . | . | . | . | . | . | . | 219210 | . | . | . | . | . | . | . | . | . | . | . | 219210 | . | . | . | . | . | . | . | . | . | . | . | 25004 | 0 | 0 | 219210 | 219210 | 25004 | 2020 | onshore wind | TRUE
63252 | N | . | Cannon Garden Solar | Cannon Garden LLC | 63049 | MN | WNC | MRO |  | 22 | 2 | NAICS-22 Non-Cogen | PV | SUN | SUN | MISO | A |  | 0 | 0 | 0 | 0 | 0 | 0 | 0 | 0 | 0 | 0 | 0 | 0 | 0 | 0 | 0 | 0 | 0 | 0 | 0 | 0 | 0 | 0 | 0 | 0 | 0 | 0 | 0 | 0 | 0 | 0 | 0 | 0 | 0 | 0 | 0 | 0 | 441 | 979 | 1188 | 1571 | 1634 | 1771 | 1707 | 1691 | 1192 | 892 | 683 | 428 | 441 | 979 | 1188 | 1571 | 1634 | 1771 | 1707 | 1691 | 1192 | 892 | 683 | 428 | 50.358 | 111.679 | 135.498 | 179.139 | 186.341 | 201.973 | 194.756 | 192.847 | 135.991 | 101.771 | 77.884 | 48.763 | 0 | 0 | 14177 | 14177 | 1617 | 2020 | solar PV | TRUE
63253 | N | . | Francis Scott Key Mall | Francis Scott Key Mall | 63054 | MD | SAT | RFC |  | 441 | 4 | Commercial NAICS Non-Cogen | PV | SUN | SUN | PJM | A |  | 0 | 0 | 0 | 0 | 0 | 0 | 0 | 0 | 0 | 0 | 0 | 0 | 0 | 0 | 0 | 0 | 0 | 0 | 0 | 0 | 0 | 0 | 0 | 0 | 0 | 0 | 0 | 0 | 0 | 0 | 0 | 0 | 0 | 0 | 0 | 0 | 606 | 688 | 874 | 980 | 1121 | 1207 | 1200 | 1000 | 887 | 762 | 688 | 507 | 606 | 688 | 874 | 980 | 1121 | 1207 | 1200 | 1000 | 887 | 762 | 688 | 507 | 69.076 | 78.461 | 99.676 | 111.812 | 127.816 | 137.725 | 136.837 | 114.08 | 101.228 | 86.876 | 78.456 | 57.837 | 0 | 0 | 10520 | 10520 | 1199.88 | 2020 | solar PV | FALSE
63254 | N | . | Altamonte Mall | Altamonte Mall | 63055 | FL | SAT | SERC |  | 441 | 4 | Commercial NAICS Non-Cogen | PV | SUN | SUN | FPC | A |  | 0 | 0 | 0 | 0 | 0 | 0 | 0 | 0 | 0 | 0 | 0 | 0 | 0 | 0 | 0 | 0 | 0 | 0 | 0 | 0 | 0 | 0 | 0 | 0 | 0 | 0 | 0 | 0 | 0 | 0 | 0 | 0 | 0 | 0 | 0 | 0 | 1138 | 1232 | 1642 | 1488 | 1755 | 1515 | 1554 | 1482 | 1284 | 1253 | 1096 | 1193 | 1138 | 1232 | 1642 | 1488 | 1755 | 1515 | 1554 | 1482 | 1284 | 1253 | 1096 | 1193 | 129.799 | 140.516 | 187.291 | 169.708 | 200.21 | 172.833 | 177.203 | 169.082 | 146.423 | 142.898 | 125.011 | 136.026 | 0 | 0 | 16632 | 16632 | 1897 | 2020 | solar PV | FALSE
63256 | N | . | Pembroke Lakes Mall | Pembroke Lakes Mall | 63056 | FL | SAT | SERC |  | 441 | 4 | Commercial NAICS Non-Cogen | PV | SUN | SUN | FPL | A |  | 0 | 0 | 0 | 0 | 0 | 0 | 0 | 0 | 0 | 0 | 0 | 0 | 0 | 0 | 0 | 0 | 0 | 0 | 0 | 0 | 0 | 0 | 0 | 0 | 0 | 0 | 0 | 0 | 0 | 0 | 0 | 0 | 0 | 0 | 0 | 0 | 855 | 926 | 1234 | 1118 | 1319 | 1139 | 1168 | 1114 | 965 | 942 | 824 | 896 | 855 | 926 | 1234 | 1118 | 1319 | 1139 | 1168 | 1114 | 965 | 942 | 824 | 896 | 97.572 | 105.628 | 140.789 | 127.572 | 150.501 | 129.921 | 133.206 | 127.101 | 110.068 | 107.418 | 93.972 | 102.252 | 0 | 0 | 12500 | 12500 | 1426 | 2020 | solar PV | FALSE
63257 | N | . | Short Hills Mall | Short Hills Mall | 63057 | NJ | MAT | RFC |  | 441 | 4 | Commercial NAICS Non-Cogen | PV | SUN | SUN | PJM | A |  | 0 | 0 | 0 | 0 | 0 | 0 | 0 | 0 | 0 | 0 | 0 | 0 | 0 | 0 | 0 | 0 | 0 | 0 | 0 | 0 | 0 | 0 | 0 | 0 | 0 | 0 | 0 | 0 | 0 | 0 | 0 | 0 | 0 | 0 | 0 | 0 | 1948 | 2188 | 3134 | 3259 | 4265 | 4477 | 4217 | 3644 | 3348 | 2418 | 2218 | 1536 | 1948 | 2188 | 3134 | 3259 | 4265 | 4477 | 4217 | 3644 | 3348 | 2418 | 2218 | 1536 | 222.163 | 249.601 | 357.486 | 371.746 | 486.516 | 510.709 | 481.008 | 415.609 | 381.876 | 275.761 | 253.043 | 175.252 | 0 | 0 | 36652 | 36652 | 4180.77 | 2020 | solar PV | FALSE
63258 | N | . | Aurora Wind Project | Aurora Wind Project, LLC | 63021 | ND | WNC | MRO |  | 22 | 2 | NAICS-22 Non-Cogen | WT | WND | WND | SWPP | M |  | . | . | . | . | . | . | . | . | . | 0 | 0 | 0 | . | . | . | . | . | . | . | . | . | 0 | 0 | 0 | . | . | . | . | . | . | . | . | . | 0 | 0 | 0 | . | . | . | . | . | . | . | . | . | 16175 | 99041 | 116399 | . | . | . | . | . | . | . | . | . | 16175 | 99041 | 116399 | . | . | . | . | . | . | . | . | . | 1845 | 11297 | 13277 | 0 | 0 | 231615 | 231615 | 26419 | 2020 | onshore wind | TRUE
63260 | N | . | AC Power | AC Power 1, LLC | 62982 | NJ | MAT | RFC |  | 22 | 2 | NAICS-22 Non-Cogen | PV | SUN | SUN | PJM | A |  | 0 | 0 | 0 | 0 | 0 | 0 | 0 | 0 | 0 | 0 | 0 | 0 | 0 | 0 | 0 | 0 | 0 | 0 | 0 | 0 | 0 | 0 | 0 | 0 | 0 | 0 | 0 | 0 | 0 | 0 | 0 | 0 | 0 | 0 | 0 | 0 | 969 | 1089 | 1559 | 1621 | 2122 | 2228 | 2098 | 1813 | 1666 | 1203 | 1104 | 764 | 969 | 1089 | 1559 | 1621 | 2122 | 2228 | 2098 | 1813 | 1666 | 1203 | 1104 | 764 | 110.529 | 124.181 | 177.855 | 184.95 | 242.049 | 254.086 | 239.309 | 206.772 | 189.989 | 137.196 | 125.893 | 87.191 | 0 | 0 | 18236 | 18236 | 2080 | 2020 | solar PV | TRUE
63262 | N | . | Becton Canaan | DG Northeast 1, LLC | 63058 | CT | NEW | NPCC |  | 22 | 2 | NAICS-22 Non-Cogen | PV | SUN | SUN | ISNE | A |  | 0 | 0 | 0 | 0 | 0 | 0 | 0 | 0 | 0 | 0 | 0 | 0 | 0 | 0 | 0 | 0 | 0 | 0 | 0 | 0 | 0 | 0 | 0 | 0 | 0 | 0 | 0 | 0 | 0 | 0 | 0 | 0 | 0 | 0 | 0 | 0 | 1724 | 2027 | 2891 | 2720 | 3815 | 3628 | 3600 | 3308 | 3024 | 2150 | 1804 | 1255 | 1724 | 2027 | 2891 | 2720 | 3815 | 3628 | 3600 | 3308 | 3024 | 2150 | 1804 | 1255 | 196.687 | 231.219 | 329.712 | 310.258 | 435.133 | 413.858 | 410.679 | 377.369 | 344.9 | 245.266 | 205.761 | 143.158 | 0 | 0 | 31946 | 31946 | 3644 | 2020 | solar PV | TRUE
63263 | N | . | Plainfield Solar 2 | Ecos Energy LLC | 58135 | CT | NEW | NPCC |  | 22 | 2 | NAICS-22 Non-Cogen | PV | SUN | SUN | ISNE | A |  | . | . | . | 0 | 0 | 0 | 0 | 0 | 0 | 0 | 0 | 0 | . | . | . | 0 | 0 | 0 | 0 | 0 | 0 | 0 | 0 | 0 | . | . | . | 0 | 0 | 0 | 0 | 0 | 0 | 0 | 0 | 0 | . | . | . | 542 | 760 | 723 | 717 | 659 | 602 | 428 | 359 | 250 | . | . | . | 542 | 760 | 723 | 717 | 659 | 602 | 428 | 359 | 250 | . | . | . | 61.807 | 86.683 | 82.445 | 81.812 | 75.176 | 68.708 | 48.86 | 40.99 | 28.519 | 0 | 0 | 5040 | 5040 | 575 | 2020 | solar PV | TRUE
63264 | N | . | Partridge Hill Solar Hybrid | AES Distributed Energy | 61012 | MA | NEW | NPCC |  | 22 | 2 | NAICS-22 Non-Cogen | BA | MWH | OTH | ISNE | A | megawatthours | . | . | . | . | . | . | . | . | . | . | . | 3 | . | . | . | . | . | . | . | . | . | . | . | 3 | . | . | . | . | . | . | . | . | . | . | . | 0 | . | . | . | . | . | . | . | . | . | . | . | 0 | . | . | . | . | . | . | . | . | . | . | . | 0 | . | . | . | . | . | . | . | . | . | . | . | 0 | 3 | 3 | 0 | 0 | 0 | 2020 | other | TRUE
63264 | N | . | Partridge Hill Solar Hybrid | AES Distributed Energy | 61012 | MA | NEW | NPCC |  | 22 | 2 | NAICS-22 Non-Cogen | PV | SUN | SUN | ISNE | A |  | . | . | . | . | . | . | . | . | . | . | . | 0 | . | . | . | . | . | . | . | . | . | . | . | 0 | . | . | . | . | . | . | . | . | . | . | . | 0 | . | . | . | . | . | . | . | . | . | . | . | 13238 | . | . | . | . | . | . | . | . | . | . | . | 13238 | . | . | . | . | . | . | . | . | . | . | . | 1510 | 0 | 0 | 13238 | 13238 | 1510 | 2020 | solar PV | TRUE
63266 | N | . | Penny Hill Solar | Alchemy Renewable Energy | 62627 | NC | SAT | SERC |  | 22 | 2 | NAICS-22 Non-Cogen | PV | SUN | SUN | PJM | A |  | 0 | 0 | 0 | 0 | 0 | 0 | 0 | 0 | 0 | 0 | 0 | 0 | 0 | 0 | 0 | 0 | 0 | 0 | 0 | 0 | 0 | 0 | 0 | 0 | 0 | 0 | 0 | 0 | 0 | 0 | 0 | 0 | 0 | 0 | 0 | 0 | 1884 | 1936 | 2477 | 3364 | 3367 | 3275 | 3664 | 2942 | 2491 | 2526 | 2113 | 1785 | 1884 | 1936 | 2477 | 3364 | 3367 | 3275 | 3664 | 2942 | 2491 | 2526 | 2113 | 1785 | 214.911 | 220.861 | 282.503 | 383.713 | 384.018 | 373.602 | 417.902 | 335.558 | 284.19 | 288.119 | 240.972 | 203.651 | 0 | 0 | 31824 | 31824 | 3630 | 2020 | solar PV | TRUE
63267 | N | . | Meeks Solar, LLC | Alchemy Renewable Energy | 62627 | NC | SAT | SERC |  | 22 | 2 | NAICS-22 Non-Cogen | PV | SUN | SUN | PJM | A |  | 0 | 0 | 0 | 0 | 0 | 0 | 0 | 0 | 0 | 0 | 0 | 0 | 0 | 0 | 0 | 0 | 0 | 0 | 0 | 0 | 0 | 0 | 0 | 0 | 0 | 0 | 0 | 0 | 0 | 0 | 0 | 0 | 0 | 0 | 0 | 0 | 1842 | 1893 | 2421 | 3288 | 3291 | 3201 | 3581 | 2875 | 2435 | 2469 | 2065 | 1745 | 1842 | 1893 | 2421 | 3288 | 3291 | 3201 | 3581 | 2875 | 2435 | 2469 | 2065 | 1745 | 210.052 | 215.872 | 276.122 | 375.045 | 375.344 | 365.163 | 408.462 | 327.978 | 277.771 | 281.611 | 235.529 | 199.051 | 0 | 0 | 31106 | 31106 | 3548 | 2020 | solar PV | TRUE
63269 | N | . | Crowned Ridge Wind II Energy Center | Northern States Power Co - Minnesota | 13781 | SD | WNC | MRO |  | 22 | 1 | Electric Utility | WT | WND | WND | MISO | M |  | . | . | . | . | . | . | . | . | . | . | 0 | 0 | . | . | . | . | . | . | . | . | . | . | 0 | 0 | . | . | . | . | . | . | . | . | . | . | 0 | 0 | . | . | . | . | . | . | . | . | . | . | 0 | 383670 | . | . | . | . | . | . | . | . | . | . | 0 | 383670 | . | . | . | . | . | . | . | . | . | . | 0 | 43763 | 0 | 0 | 383670 | 383670 | 43763 | 2020 | onshore wind | TRUE
63270 | N | . | Strider Solar, LLC | Alchemy Renewable Energy | 62627 | NC | SAT | SERC |  | 22 | 2 | NAICS-22 Non-Cogen | PV | SUN | SUN | DUK | A |  | 0 | 0 | 0 | 0 | 0 | 0 | 0 | 0 | 0 | 0 | 0 | 0 | 0 | 0 | 0 | 0 | 0 | 0 | 0 | 0 | 0 | 0 | 0 | 0 | 0 | 0 | 0 | 0 | 0 | 0 | 0 | 0 | 0 | 0 | 0 | 0 | 4374 | 4496 | 5750 | 7810 | 7817 | 7605 | 8506 | 6830 | 5785 | 5865 | 4905 | 4145 | 4374 | 4496 | 5750 | 7810 | 7817 | 7605 | 8506 | 6830 | 5785 | 5865 | 4905 | 4145 | 498.966 | 512.787 | 655.906 | 890.891 | 891.6 | 867.416 | 970.27 | 779.087 | 659.822 | 668.945 | 559.481 | 472.829 | 0 | 0 | 73888 | 73888 | 8428 | 2020 | solar PV | TRUE
63271 | N | . | Huntley | Cypress Creek Renewables | 61060 | SC | SAT | SERC |  | 22 | 2 | NAICS-22 Non-Cogen | PV | SUN | SUN | SCEG | M |  | . | . | . | 0 | 0 | 0 | 0 | 0 | 0 | 0 | 0 | 0 | . | . | . | 0 | 0 | 0 | 0 | 0 | 0 | 0 | 0 | 0 | . | . | . | 0 | 0 | 0 | 0 | 0 | 0 | 0 | 0 | 0 | . | . | . | 0 | 154834 | 145129 | 171956 | 131952 | 115523 | 112682 | 85478 | 67567 | . | . | . | 0 | 154834 | 145129 | 171956 | 131952 | 115523 | 112682 | 85478 | 67567 | . | . | . | 0 | 17661 | 16554 | 19614 | 15051 | 13177 | 12853 | 9750 | 7707 | 0 | 0 | 985121 | 985121 | 112367 | 2020 | solar PV | TRUE
63272 | N | . | Woodsdale Farm, LLC | Alchemy Renewable Energy | 62627 | NC | SAT | SERC |  | 22 | 2 | NAICS-22 Non-Cogen | PV | SUN | SUN | DUK | A |  | 0 | 0 | 0 | 0 | 0 | 0 | 0 | 0 | 0 | 0 | 0 | 0 | 0 | 0 | 0 | 0 | 0 | 0 | 0 | 0 | 0 | 0 | 0 | 0 | 0 | 0 | 0 | 0 | 0 | 0 | 0 | 0 | 0 | 0 | 0 | 0 | 1819 | 1869 | 2391 | 3247 | 3250 | 3162 | 3537 | 2840 | 2405 | 2438 | 2039 | 1723 | 1819 | 1869 | 2391 | 3247 | 3250 | 3162 | 3537 | 2840 | 2405 | 2438 | 2039 | 1723 | 207.449 | 213.195 | 272.697 | 370.394 | 370.689 | 360.634 | 403.397 | 323.911 | 274.326 | 278.118 | 232.608 | 196.582 | 0 | 0 | 30720 | 30720 | 3504 | 2020 | solar PV | TRUE
63273 | N | . | Wagyu | Cypress Creek Renewables | 61060 | TX | WSC | TRE |  | 22 | 2 | NAICS-22 Non-Cogen | PV | SUN | SUN | ERCO | M |  | . | . | . | . | . | . | 0 | 0 | 0 | 0 | 0 | 0 | . | . | . | . | . | . | 0 | 0 | 0 | 0 | 0 | 0 | . | . | . | . | . | . | 0 | 0 | 0 | 0 | 0 | 0 | . | . | . | . | . | . | 180802 | 254901 | 158262 | 186702 | 148381 | 122475 | . | . | . | . | . | . | 180802 | 254901 | 158262 | 186702 | 148381 | 122475 | . | . | . | . | . | . | 20623 | 29075 | 18052 | 21296 | 16925 | 13970 | 0 | 0 | 1051523 | 1051523 | 119941 | 2020 | solar PV | TRUE
63276 | N | . | Mtn. Solar 1 | Standard Solar | 60531 | CO | MTN | WECC |  | 22 | 2 | NAICS-22 Non-Cogen | PV | SUN | SUN | PSCO | A |  | 0 | 0 | 0 | 0 | 0 | 0 | 0 | 0 | 0 | 0 | 0 | 0 | 0 | 0 | 0 | 0 | 0 | 0 | 0 | 0 | 0 | 0 | 0 | 0 | 0 | 0 | 0 | 0 | 0 | 0 | 0 | 0 | 0 | 0 | 0 | 0 | 1708 | 1799 | 2757 | 3081 | 3577 | 3468 | 3595 | 2930 | 2855 | 2151 | 1854 | 1401 | 1708 | 1799 | 2757 | 3081 | 3577 | 3468 | 3595 | 2930 | 2855 | 2151 | 1854 | 1401 | 194.843 | 205.246 | 314.425 | 351.402 | 408.05 | 395.599 | 410.005 | 334.162 | 325.667 | 245.381 | 211.451 | 159.769 | 0 | 0 | 31176 | 31176 | 3556 | 2020 | solar PV | TRUE
63277 | N | . | Mtn. Solar 2 | Standard Solar | 60531 | CO | MTN | WECC |  | 22 | 2 | NAICS-22 Non-Cogen | PV | SUN | SUN | PSCO | A |  | 0 | 0 | 0 | 0 | 0 | 0 | 0 | 0 | 0 | 0 | 0 | 0 | 0 | 0 | 0 | 0 | 0 | 0 | 0 | 0 | 0 | 0 | 0 | 0 | 0 | 0 | 0 | 0 | 0 | 0 | 0 | 0 | 0 | 0 | 0 | 0 | 1754 | 1848 | 2831 | 3164 | 3674 | 3562 | 3692 | 3009 | 2932 | 2209 | 1904 | 1439 | 1754 | 1848 | 2831 | 3164 | 3674 | 3562 | 3692 | 3009 | 2932 | 2209 | 1904 | 1439 | 200.102 | 210.787 | 322.913 | 360.888 | 419.066 | 406.279 | 421.074 | 343.184 | 334.459 | 252.006 | 217.16 | 164.082 | 0 | 0 | 32018 | 32018 | 3652 | 2020 | solar PV | TRUE
63278 | N | . | CO LI CSG 1 - Kamerra | Standard Solar | 60531 | CO | MTN | WECC |  | 22 | 2 | NAICS-22 Non-Cogen | PV | SUN | SUN | PSCO | A |  | 0 | 0 | 0 | 0 | 0 | 0 | 0 | 0 | 0 | 0 | 0 | 0 | 0 | 0 | 0 | 0 | 0 | 0 | 0 | 0 | 0 | 0 | 0 | 0 | 0 | 0 | 0 | 0 | 0 | 0 | 0 | 0 | 0 | 0 | 0 | 0 | 1774 | 1869 | 2864 | 3200 | 3716 | 3603 | 3734 | 3043 | 2966 | 2235 | 1926 | 1455 | 1774 | 1869 | 2864 | 3200 | 3716 | 3603 | 3734 | 3043 | 2966 | 2235 | 1926 | 1455 | 202.405 | 213.211 | 326.627 | 365.039 | 423.885 | 410.951 | 425.916 | 347.13 | 338.306 | 254.904 | 219.657 | 165.969 | 0 | 0 | 32385 | 32385 | 3694 | 2020 | solar PV | TRUE
63279 | N | . | Barneveld Solar | Citizens Enterprises Corporation | 58871 | NY | MAT | NPCC |  | 22 | 2 | NAICS-22 Non-Cogen | PV | SUN | SUN | NYIS | A |  | 0 | 0 | 0 | 0 | 0 | 0 | 0 | 0 | 0 | 0 | 0 | 0 | 0 | 0 | 0 | 0 | 0 | 0 | 0 | 0 | 0 | 0 | 0 | 0 | 0 | 0 | 0 | 0 | 0 | 0 | 0 | 0 | 0 | 0 | 0 | 0 | 681 | 760 | 1099 | 1102 | 1447 | 1455 | 1384 | 1175 | 1155 | 820 | 755 | 511 | 681 | 760 | 1099 | 1102 | 1447 | 1455 | 1384 | 1175 | 1155 | 820 | 755 | 511 | 77.652 | 86.696 | 125.354 | 125.697 | 165.065 | 165.937 | 157.821 | 134.001 | 131.781 | 93.558 | 86.158 | 58.28 | 0 | 0 | 12344 | 12344 | 1408 | 2020 | solar PV | TRUE
63280 | N | . | AES Kekaha Solar, LLC Hybrid | AES Distributed Energy | 61012 | HI | PACN |  |  | 22 | 2 | NAICS-22 Non-Cogen | PV | SUN | SUN |  | A |  | 0 | 0 | 0 | 0 | 0 | 0 | 0 | 0 | 0 | 0 | 0 | 0 | 0 | 0 | 0 | 0 | 0 | 0 | 0 | 0 | 0 | 0 | 0 | 0 | 0 | 0 | 0 | 0 | 0 | 0 | 0 | 0 | 0 | 0 | 0 | 0 | 0 | 0 | 0 | 0 | 0 | 0 | 0 | 0 | 0 | 0 | 0 | 0 | 0 | 0 | 0 | 0 | 0 | 0 | 0 | 0 | 0 | 0 | 0 | 0 | 0 | 0 | 0 | 0 | 0 | 0 | 0 | 0 | 0 | 0 | 0 | 0 | 0 | 0 | 0 | 0 | 0 | 2020 | solar PV | TRUE
63285 | Y | . | Valero Wilmington Cogeneration Plant | Valero Wilmington | 63067 | CA | PACC | WECC |  | 32411 | 7 | Industrial NAICS Cogen | GT | NG | NG | LDWP | A | mcf | 175516 | 154997 | 172057 | 121679 | 114411 | 160943 | 225143 | 279981 | 243819 | 253213 | 202257 | 224189 | 175516 | 154997 | 172057 | 121679 | 114411 | 160943 | 225143 | 279981 | 243819 | 253213 | 202257 | 224189 | 0.915 | 0.915 | 0.915 | 0.915 | 0.915 | 0.915 | 0.915 | 0.915 | 0.915 | 0.915 | 0.915 | 0.915 | 160597 | 141822 | 157432 | 111336 | 104686 | 147263 | 206006 | 256183 | 223094 | 231690 | 185065 | 205133 | 160597 | 141822 | 157432 | 111336 | 104686 | 147263 | 206006 | 256183 | 223094 | 231690 | 185065 | 205133 | 17169.931 | 15162.68 | 16831.586 | 11903.303 | 11192.334 | 15744.369 | 22024.711 | 27389.264 | 23851.781 | 24770.673 | 19785.932 | 21931.436 | 2328205 | 2328205 | 2130307 | 2130307 | 227758 | 2020 | natural gas peaker | FALSE
63286 | N | . | DG Amaze ACY1 | DG Amaze New Jersey, LLC | 63071 | NJ | MAT | RFC |  | 22 | 2 | NAICS-22 Non-Cogen | PV | SUN | SUN | PJM | A |  | 0 | 0 | 0 | 0 | 0 | 0 | 0 | 0 | 0 | 0 | 0 | 0 | 0 | 0 | 0 | 0 | 0 | 0 | 0 | 0 | 0 | 0 | 0 | 0 | 0 | 0 | 0 | 0 | 0 | 0 | 0 | 0 | 0 | 0 | 0 | 0 | 769 | 864 | 1238 | 1287 | 1684 | 1768 | 1665 | 1439 | 1322 | 955 | 876 | 607 | 769 | 864 | 1238 | 1287 | 1684 | 1768 | 1665 | 1439 | 1322 | 955 | 876 | 607 | 87.731 | 98.568 | 141.173 | 146.804 | 192.127 | 201.681 | 189.952 | 164.125 | 150.804 | 108.899 | 99.928 | 69.208 | 0 | 0 | 14474 | 14474 | 1651 | 2020 | solar PV | TRUE
63287 | N | . | Cerro Gordo Wind Farm | Cerro Gordo Wind Farm | 63072 | IA | WNC | MRO |  | 22 | 2 | NAICS-22 Non-Cogen | WT | WND | WND | MISO | M |  | 0 | 0 | 0 | 0 | 0 | 0 | 0 | 0 | 0 | 0 | 0 | 0 | 0 | 0 | 0 | 0 | 0 | 0 | 0 | 0 | 0 | 0 | 0 | 0 | 0 | 0 | 0 | 0 | 0 | 0 | 0 | 0 | 0 | 0 | 0 | 0 | 40214 | 51576 | 32859 | 0 | 0 | 0 | 0 | 28239 | 122948 | 135950 | 158876 | 124526 | 40214 | 51576 | 32859 | 0 | 0 | 0 | 0 | 28239 | 122948 | 135950 | 158876 | 124526 | 4587 | 5883 | 3748 | 0 | 0 | 0 | 0 | 3221 | 14024 | 15507 | 18122 | 14204 | 0 | 0 | 695188 | 695188 | 79296 | 2020 | onshore wind | TRUE
63288 | N | . | Brass Mill Center | Brass Mill Center | 63060 | CT | NEW | NPCC |  | 441 | 4 | Commercial NAICS Non-Cogen | PV | SUN | SUN | ISNE | A |  | 0 | 0 | 0 | 0 | 0 | 0 | 0 | 0 | 0 | 0 | 0 | 0 | 0 | 0 | 0 | 0 | 0 | 0 | 0 | 0 | 0 | 0 | 0 | 0 | 0 | 0 | 0 | 0 | 0 | 0 | 0 | 0 | 0 | 0 | 0 | 0 | 1891 | 2223 | 3170 | 2983 | 4183 | 3979 | 3948 | 3628 | 3316 | 2358 | 1978 | 1376 | 1891 | 2223 | 3170 | 2983 | 4183 | 3979 | 3948 | 3628 | 3316 | 2358 | 1978 | 1376 | 215.685 | 253.555 | 361.561 | 340.228 | 477.165 | 453.836 | 450.35 | 413.821 | 378.216 | 268.959 | 225.637 | 156.987 | 0 | 0 | 35033 | 35033 | 3996 | 2020 | solar PV | FALSE
63289 | N | . | White Marsh Mall | White Marsh Mall | 63062 | MD | SAT | RFC |  | 441 | 4 | Commercial NAICS Non-Cogen | PV | SUN | SUN | PJM | A |  | 0 | 0 | 0 | 0 | 0 | 0 | 0 | 0 | 0 | 0 | 0 | 0 | 0 | 0 | 0 | 0 | 0 | 0 | 0 | 0 | 0 | 0 | 0 | 0 | 0 | 0 | 0 | 0 | 0 | 0 | 0 | 0 | 0 | 0 | 0 | 0 | 599 | 680 | 864 | 969 | 1108 | 1193 | 1186 | 989 | 877 | 753 | 680 | 501 | 599 | 680 | 864 | 969 | 1108 | 1193 | 1186 | 989 | 877 | 753 | 680 | 501 | 68.275 | 77.554 | 98.523 | 110.519 | 126.337 | 136.132 | 135.254 | 112.761 | 100.057 | 85.871 | 77.549 | 57.168 | 0 | 0 | 10399 | 10399 | 1186 | 2020 | solar PV | FALSE
63290 | N | . | Natick Mall | Natick Mall | 63061 | MA | NEW | NPCC |  | 441 | 4 | Commercial NAICS Non-Cogen | PV | SUN | SUN | ISNE | A |  | 0 | 0 | 0 | 0 | 0 | 0 | 0 | 0 | 0 | 0 | 0 | 0 | 0 | 0 | 0 | 0 | 0 | 0 | 0 | 0 | 0 | 0 | 0 | 0 | 0 | 0 | 0 | 0 | 0 | 0 | 0 | 0 | 0 | 0 | 0 | 0 | 1349 | 1766 | 2688 | 2577 | 3633 | 3432 | 3380 | 3195 | 2774 | 2017 | 1443 | 1098 | 1349 | 1766 | 2688 | 2577 | 3633 | 3432 | 3380 | 3195 | 2774 | 2017 | 1443 | 1098 | 153.819 | 201.476 | 306.562 | 293.933 | 414.389 | 391.513 | 385.556 | 364.467 | 316.452 | 230.071 | 164.54 | 125.222 | 0 | 0 | 29352 | 29352 | 3348 | 2020 | solar PV | FALSE
63291 | N | . | Grand Prix Solar | Diamond Properties | 63059 | NY | MAT | NPCC |  | 441 | 4 | Commercial NAICS Non-Cogen | PV | SUN | SUN | NYIS | A |  | 0 | 0 | 0 | 0 | 0 | 0 | 0 | 0 | 0 | 0 | 0 | 0 | 0 | 0 | 0 | 0 | 0 | 0 | 0 | 0 | 0 | 0 | 0 | 0 | 0 | 0 | 0 | 0 | 0 | 0 | 0 | 0 | 0 | 0 | 0 | 0 | 321 | 358 | 518 | 520 | 682 | 686 | 653 | 554 | 545 | 387 | 356 | 241 | 321 | 358 | 518 | 520 | 682 | 686 | 653 | 554 | 545 | 387 | 356 | 241 | 36.621 | 40.885 | 59.116 | 59.278 | 77.843 | 78.254 | 74.427 | 63.193 | 62.147 | 44.121 | 40.631 | 27.484 | 0 | 0 | 5821 | 5821 | 664 | 2020 | solar PV | FALSE
63292 | N | . | 100 Brook Hill Drive Solar | Diamond Properties | 63059 | NY | MAT | NPCC |  | 441 | 4 | Commercial NAICS Non-Cogen | PV | SUN | SUN | NYIS | A |  | 0 | 0 | 0 | 0 | 0 | 0 | 0 | 0 | 0 | 0 | 0 | 0 | 0 | 0 | 0 | 0 | 0 | 0 | 0 | 0 | 0 | 0 | 0 | 0 | 0 | 0 | 0 | 0 | 0 | 0 | 0 | 0 | 0 | 0 | 0 | 0 | 1201 | 1340 | 1938 | 1943 | 2552 | 2565 | 2440 | 2072 | 2037 | 1446 | 1332 | 901 | 1201 | 1340 | 1938 | 1943 | 2552 | 2565 | 2440 | 2072 | 2037 | 1446 | 1332 | 901 | 136.94 | 152.887 | 221.062 | 221.666 | 291.091 | 292.629 | 278.316 | 236.309 | 232.394 | 164.989 | 151.94 | 102.777 | 0 | 0 | 21767 | 21767 | 2483 | 2020 | solar PV | FALSE
63293 | N | . | Cottonwood Solar, LLC | Alchemy Renewable Energy | 62627 | NC | SAT | SERC |  | 22 | 2 | NAICS-22 Non-Cogen | PV | SUN | SUN | PJM | A |  | 0 | 0 | 0 | 0 | 0 | 0 | 0 | 0 | 0 | 0 | 0 | 0 | 0 | 0 | 0 | 0 | 0 | 0 | 0 | 0 | 0 | 0 | 0 | 0 | 0 | 0 | 0 | 0 | 0 | 0 | 0 | 0 | 0 | 0 | 0 | 0 | 2717 | 2792 | 3572 | 4851 | 4855 | 4724 | 5284 | 4243 | 3593 | 3643 | 3047 | 2575 | 2717 | 2792 | 3572 | 4851 | 4855 | 4724 | 5284 | 4243 | 3593 | 3643 | 3047 | 2575 | 309.928 | 318.515 | 407.412 | 553.372 | 553.812 | 538.79 | 602.677 | 483.925 | 409.845 | 415.511 | 347.518 | 293.695 | 0 | 0 | 45896 | 45896 | 5235 | 2020 | solar PV | TRUE
63294 | N | . | Parking Lot Array | Cincinnati Zoo & Botanical Garden | 63079 | OH | ENC | RFC |  | 712 | 4 | Commercial NAICS Non-Cogen | PV | SUN | SUN | PJM | A |  | 0 | 0 | 0 | 0 | 0 | 0 | 0 | 0 | 0 | 0 | 0 | 0 | 0 | 0 | 0 | 0 | 0 | 0 | 0 | 0 | 0 | 0 | 0 | 0 | 0 | 0 | 0 | 0 | 0 | 0 | 0 | 0 | 0 | 0 | 0 | 0 | 391 | 743 | 818 | 1194 | 1394 | 1826 | 1784 | 1694 | 1392 | 912 | 790 | 397 | 391 | 743 | 818 | 1194 | 1394 | 1826 | 1784 | 1694 | 1392 | 912 | 790 | 397 | 44.596 | 84.752 | 93.312 | 136.164 | 159.043 | 208.288 | 203.48 | 193.229 | 158.726 | 103.986 | 90.142 | 45.282 | 0 | 0 | 13335 | 13335 | 1521 | 2020 | solar PV | FALSE
63295 | N | . | Chicot Solar | Chicot Solar, LLC | 63073 | AR | WSC | SERC |  | 22 | 2 | NAICS-22 Non-Cogen | PV | SUN | SUN | MISO | M |  | . | . | . | . | . | . | . | . | 0 | 0 | 0 | 0 | . | . | . | . | . | . | . | . | 0 | 0 | 0 | 0 | . | . | . | . | . | . | . | . | 0 | 0 | 0 | 0 | . | . | . | . | . | . | . | . | 77509 | 151608 | 133241 | 109868 | . | . | . | . | . | . | . | . | 77509 | 151608 | 133241 | 109868 | . | . | . | . | . | . | . | . | 8841 | 17293 | 15198 | 12532 | 0 | 0 | 472226 | 472226 | 53864 | 2020 | solar PV | TRUE
63296 | N | . | 232 Long Branch 29 Solar I, LLC | Alchemy Renewable Energy | 62627 | NC | SAT | SERC |  | 22 | 2 | NAICS-22 Non-Cogen | PV | SUN | SUN | DUK | A |  | 0 | 0 | 0 | 0 | 0 | 0 | 0 | 0 | 0 | 0 | 0 | 0 | 0 | 0 | 0 | 0 | 0 | 0 | 0 | 0 | 0 | 0 | 0 | 0 | 0 | 0 | 0 | 0 | 0 | 0 | 0 | 0 | 0 | 0 | 0 | 0 | 1257 | 1291 | 1652 | 2244 | 2245 | 2184 | 2444 | 1962 | 1662 | 1685 | 1409 | 1191 | 1257 | 1291 | 1652 | 2244 | 2245 | 2184 | 2444 | 1962 | 1662 | 1685 | 1409 | 1191 | 143.331 | 147.302 | 188.413 | 255.915 | 256.118 | 249.171 | 278.717 | 223.798 | 189.538 | 192.159 | 160.715 | 135.823 | 0 | 0 | 21226 | 21226 | 2421 | 2020 | solar PV | TRUE
63297 | N | . | Hobart & William Smith College Gates Rd. | Dynamic Energy Solutions, LLC | 62994 | NY | MAT | NPCC |  | 611 | 4 | Commercial NAICS Non-Cogen | PV | SUN | SUN | NYIS | A |  | 0 | 0 | 0 | 0 | 0 | 0 | 0 | 0 | 0 | 0 | 0 | 0 | 0 | 0 | 0 | 0 | 0 | 0 | 0 | 0 | 0 | 0 | 0 | 0 | 0 | 0 | 0 | 0 | 0 | 0 | 0 | 0 | 0 | 0 | 0 | 0 | 1440 | 1608 | 2325 | 2332 | 3062 | 3078 | 2927 | 2486 | 2444 | 1735 | 1598 | 1081 | 1440 | 1608 | 2325 | 2332 | 3062 | 3078 | 2927 | 2486 | 2444 | 1735 | 1598 | 1081 | 164.295 | 183.428 | 265.221 | 265.946 | 349.238 | 351.084 | 333.912 | 283.514 | 278.817 | 197.947 | 182.291 | 123.307 | 0 | 0 | 26116 | 26116 | 2979 | 2020 | solar PV | FALSE
63298 | N | . | Barrette Outdoor Living, Inc. | Dynamic Energy Solutions, LLC | 62994 | NJ | MAT | RFC |  | 339 | 6 | Industrial NAICS Non-Cogen | PV | SUN | SUN | PJM | A |  | 0 | 0 | 0 | 0 | 0 | 0 | 0 | 0 | 0 | 0 | 0 | 0 | 0 | 0 | 0 | 0 | 0 | 0 | 0 | 0 | 0 | 0 | 0 | 0 | 0 | 0 | 0 | 0 | 0 | 0 | 0 | 0 | 0 | 0 | 0 | 0 | 1243 | 1396 | 2000 | 2080 | 2722 | 2857 | 2691 | 2325 | 2137 | 1543 | 1416 | 980 | 1243 | 1396 | 2000 | 2080 | 2722 | 2857 | 2691 | 2325 | 2137 | 1543 | 1416 | 980 | 141.775 | 159.285 | 228.133 | 237.234 | 310.475 | 325.914 | 306.96 | 265.225 | 243.698 | 175.98 | 161.482 | 111.839 | 0 | 0 | 23390 | 23390 | 2668 | 2020 | solar PV | FALSE
63299 | N | . | Harvest Beulaville, LLC | Alchemy Renewable Energy | 62627 | NC | SAT | SERC |  | 22 | 2 | NAICS-22 Non-Cogen | PV | SUN | SUN | CPLE | A |  | 0 | 0 | 0 | 0 | 0 | 0 | 0 | 0 | 0 | 0 | 0 | 0 | 0 | 0 | 0 | 0 | 0 | 0 | 0 | 0 | 0 | 0 | 0 | 0 | 0 | 0 | 0 | 0 | 0 | 0 | 0 | 0 | 0 | 0 | 0 | 0 | 1835 | 1886 | 2412 | 3276 | 3279 | 3190 | 3568 | 2865 | 2426 | 2460 | 2057 | 1739 | 1835 | 1886 | 2412 | 3276 | 3279 | 3190 | 3568 | 2865 | 2426 | 2460 | 2057 | 1739 | 209.284 | 215.081 | 275.11 | 373.671 | 373.968 | 363.825 | 406.966 | 326.776 | 276.753 | 280.579 | 234.666 | 198.321 | 0 | 0 | 30993 | 30993 | 3535 | 2020 | solar PV | TRUE
63301 | N | . | Garrett Solar | SOLV Inc. | 63065 | OR | PACC | WECC |  | 22 | 2 | NAICS-22 Non-Cogen | PV | SUN | SUN | PACW | A |  | 0 | 0 | 0 | 0 | 0 | 0 | 0 | 0 | 0 | 0 | 0 | 0 | 0 | 0 | 0 | 0 | 0 | 0 | 0 | 0 | 0 | 0 | 0 | 0 | 0 | 0 | 0 | 0 | 0 | 0 | 0 | 0 | 0 | 0 | 0 | 0 | 5227 | 13564 | 15560 | 22738 | 22427 | 25239 | 27551 | 23686 | 18202 | 15951 | 7889 | 6466 | 5227 | 13564 | 15560 | 22738 | 22427 | 25239 | 27551 | 23686 | 18202 | 15951 | 7889 | 6466 | 596.227 | 1547.131 | 1774.856 | 2593.6 | 2558.1 | 2878.819 | 3142.559 | 2701.707 | 2076.218 | 1819.424 | 899.84 | 737.519 | 0 | 0 | 204500 | 204500 | 23326 | 2020 | solar PV | TRUE
63302 | N | . | South Windsor Fuel Cell | South Energy Investments LLC | 62971 | CT | NEW | RFC |  | 22 | 2 | NAICS-22 Non-Cogen | FC | NG | NG | ISNE | A | mcf | . | . | 8594 | 8799 | 7801 | 10429 | 12537 | 11170 | 9846 | 8037 | 8985 | 10136 | . | . | 8594 | 8799 | 7801 | 10429 | 12537 | 11170 | 9846 | 8037 | 8985 | 10136 | . | . | 1 | 1 | 1 | 1 | 1 | 1 | 1 | 1 | 1 | 1 | . | . | 8594 | 8799 | 7801 | 10429 | 12537 | 11170 | 9846 | 8037 | 8985 | 10136 | . | . | 8594 | 8799 | 7801 | 10429 | 12537 | 11170 | 9846 | 8037 | 8985 | 10136 | . | . | 884.126 | 905.129 | 802.488 | 1072.891 | 1289.704 | 1149.061 | 1012.853 | 826.768 | 924.298 | 1042.682 | 96334 | 96334 | 96334 | 96334 | 9910 | 2020 | other | TRUE
63303 | N | . | Alticor Inc - Solar Project | Goldman Sachs Renewable Power Group | 61944 | CA | PACC | WECC |  | 22 | 2 | NAICS-22 Non-Cogen | PV | SUN | SUN | CISO | A |  | 0 | 0 | 0 | 0 | 0 | 0 | 0 | 0 | 0 | 0 | 0 | 0 | 0 | 0 | 0 | 0 | 0 | 0 | 0 | 0 | 0 | 0 | 0 | 0 | 0 | 0 | 0 | 0 | 0 | 0 | 0 | 0 | 0 | 0 | 0 | 0 | 843 | 1143 | 1118 | 1409 | 1844 | 1837 | 2074 | 1719 | 1349 | 1247 | 986 | 781 | 843 | 1143 | 1118 | 1409 | 1844 | 1837 | 2074 | 1719 | 1349 | 1247 | 986 | 781 | 96.15 | 130.337 | 127.543 | 160.74 | 210.368 | 209.485 | 236.616 | 196.03 | 153.922 | 142.275 | 112.479 | 89.055 | 0 | 0 | 16350 | 16350 | 1865 | 2020 | solar PV | TRUE
63304 | N | . | Allium Community Solar Garden, LLC | National Grid Renewables | 62759 | MN | WNC | MRO |  | 22 | 2 | NAICS-22 Non-Cogen | PV | SUN | SUN | MISO | A |  | 0 | 0 | 0 | 0 | 0 | 0 | 0 | 0 | 0 | 0 | 0 | 0 | 0 | 0 | 0 | 0 | 0 | 0 | 0 | 0 | 0 | 0 | 0 | 0 | 0 | 0 | 0 | 0 | 0 | 0 | 0 | 0 | 0 | 0 | 0 | 0 | 17 | 38 | 46 | 60 | 63 | 68 | 65 | 65 | 46 | 34 | 26 | 16 | 17 | 38 | 46 | 60 | 63 | 68 | 65 | 65 | 46 | 34 | 26 | 16 | 1.932 | 4.282 | 5.195 | 6.869 | 7.145 | 7.744 | 7.467 | 7.394 | 5.214 | 3.902 | 2.986 | 1.87 | 0 | 0 | 544 | 544 | 62 | 2020 | solar PV | TRUE
63305 | N | . | Aster Community Solar Garden, LLC | National Grid Renewables | 62759 | MN | WNC | MRO |  | 22 | 2 | NAICS-22 Non-Cogen | PV | SUN | SUN | MISO | A |  | . | . | . | . | . | . | . | . | . | 0 | 0 | 0 | . | . | . | . | . | . | . | . | . | 0 | 0 | 0 | . | . | . | . | . | . | . | . | . | 0 | 0 | 0 | . | . | . | . | . | . | . | . | . | 195 | 149 | 94 | . | . | . | . | . | . | . | . | . | 195 | 149 | 94 | . | . | . | . | . | . | . | . | . | 22.277 | 17.049 | 10.674 | 0 | 0 | 438 | 438 | 50 | 2020 | solar PV | TRUE
63309 | N | . | Honeysuckle Solar, LLC | National Grid Renewables | 62759 | MN | WNC | MRO |  | 22 | 2 | NAICS-22 Non-Cogen | PV | SUN | SUN | MISO | A |  | 0 | 0 | 0 | 0 | 0 | 0 | 0 | 0 | 0 | 0 | 0 | 0 | 0 | 0 | 0 | 0 | 0 | 0 | 0 | 0 | 0 | 0 | 0 | 0 | 0 | 0 | 0 | 0 | 0 | 0 | 0 | 0 | 0 | 0 | 0 | 0 | 13 | 28 | 35 | 46 | 47 | 51 | 50 | 49 | 35 | 26 | 20 | 12 | 13 | 28 | 35 | 46 | 47 | 51 | 50 | 49 | 35 | 26 | 20 | 12 | 1.464 | 3.246 | 3.938 | 5.207 | 5.416 | 5.871 | 5.661 | 5.605 | 3.953 | 2.958 | 2.264 | 1.417 | 0 | 0 | 412 | 412 | 47 | 2020 | solar PV | TRUE
63311 | N | . | Lantana Solar, LLC | National Grid Renewables | 62759 | MN | WNC | MRO |  | 22 | 2 | NAICS-22 Non-Cogen | PV | SUN | SUN | MISO | A |  | 0 | 0 | 0 | 0 | 0 | 0 | 0 | 0 | 0 | 0 | 0 | 0 | 0 | 0 | 0 | 0 | 0 | 0 | 0 | 0 | 0 | 0 | 0 | 0 | 0 | 0 | 0 | 0 | 0 | 0 | 0 | 0 | 0 | 0 | 0 | 0 | 8 | 17 | 21 | 27 | 28 | 31 | 30 | 29 | 21 | 15 | 12 | 7 | 8 | 17 | 21 | 27 | 28 | 31 | 30 | 29 | 21 | 15 | 12 | 7 | 0.873 | 1.934 | 2.346 | 3.102 | 3.227 | 3.497 | 3.372 | 3.339 | 2.355 | 1.762 | 1.349 | 0.844 | 0 | 0 | 246 | 246 | 28 | 2020 | solar PV | TRUE
63312 | N | . | Hyacinth Solar, LLC | National Grid Renewables | 62759 | MN | WNC | MRO |  | 22 | 2 | NAICS-22 Non-Cogen | PV | SUN | SUN | MISO | A |  | . | . | . | . | . | . | . | . | . | 0 | 0 | 0 | . | . | . | . | . | . | . | . | . | 0 | 0 | 0 | . | . | . | . | . | . | . | . | . | 0 | 0 | 0 | . | . | . | . | . | . | . | . | . | 609 | 466 | 292 | . | . | . | . | . | . | . | . | . | 609 | 466 | 292 | . | . | . | . | . | . | . | . | . | 69.505 | 53.192 | 33.303 | 0 | 0 | 1367 | 1367 | 156 | 2020 | solar PV | TRUE
63313 | N | . | Coral Bells Solar, LLC | National Grid Renewables | 62759 | MN | WNC | MRO |  | 22 | 2 | NAICS-22 Non-Cogen | PV | SUN | SUN | MISO | A |  | . | . | . | . | . | . | . | . | . | . | . | 0 | . | . | . | . | . | . | . | . | . | . | . | 0 | . | . | . | . | . | . | . | . | . | . | . | 0 | . | . | . | . | . | . | . | . | . | . | . | 0 | . | . | . | . | . | . | . | . | . | . | . | 0 | . | . | . | . | . | . | . | . | . | . | . | 0 | 0 | 0 | 0 | 0 | 0 | 2020 | solar PV | TRUE
63315 | N | . | Kerria Solar, LLC | National Grid Renewables | 62759 | MN | WNC | MRO |  | 22 | 2 | NAICS-22 Non-Cogen | PV | SUN | SUN | MISO | A |  | . | . | . | . | . | . | . | . | . | 0 | 0 | 0 | . | . | . | . | . | . | . | . | . | 0 | 0 | 0 | . | . | . | . | . | . | . | . | . | 0 | 0 | 0 | . | . | . | . | . | . | . | . | . | 660 | 505 | 316 | . | . | . | . | . | . | . | . | . | 660 | 505 | 316 | . | . | . | . | . | . | . | . | . | 75.297 | 57.625 | 36.078 | 0 | 0 | 1481 | 1481 | 169 | 2020 | solar PV | TRUE
63317 | N | . | Geranium Solar, LLC | National Grid Renewables | 62759 | MN | WNC | MRO |  | 22 | 2 | NAICS-22 Non-Cogen | PV | SUN | SUN | MISO | A |  | . | . | . | . | . | . | . | . | . | 0 | 0 | 0 | . | . | . | . | . | . | . | . | . | 0 | 0 | 0 | . | . | . | . | . | . | . | . | . | 0 | 0 | 0 | . | . | . | . | . | . | . | . | . | 629 | 481 | 301 | . | . | . | . | . | . | . | . | . | 629 | 481 | 301 | . | . | . | . | . | . | . | . | . | 71.733 | 54.897 | 34.37 | 0 | 0 | 1411 | 1411 | 161 | 2020 | solar PV | TRUE
63318 | N | . | Bellflower Solar, LLC | National Grid Renewables | 62759 | MN | WNC | MRO |  | 22 | 2 | NAICS-22 Non-Cogen | PV | SUN | SUN | MISO | A |  | . | . | . | . | . | . | . | . | . | . | . | 0 | . | . | . | . | . | . | . | . | . | . | . | 0 | . | . | . | . | . | . | . | . | . | . | . | 0 | . | . | . | . | . | . | . | . | . | . | . | 0 | . | . | . | . | . | . | . | . | . | . | . | 0 | . | . | . | . | . | . | . | . | . | . | . | 0 | 0 | 0 | 0 | 0 | 0 | 2020 | solar PV | TRUE
63319 | N | . | Iris Solar, LLC (MN) | National Grid Renewables | 62759 | MN | WNC | MRO |  | 22 | 2 | NAICS-22 Non-Cogen | PV | SUN | SUN | MISO | A |  | . | . | . | . | . | . | . | . | . | 0 | 0 | 0 | . | . | . | . | . | . | . | . | . | 0 | 0 | 0 | . | . | . | . | . | . | . | . | . | 0 | 0 | 0 | . | . | . | . | . | . | . | . | . | 477 | 365 | 228 | . | . | . | . | . | . | . | . | . | 477 | 365 | 228 | . | . | . | . | . | . | . | . | . | 54.356 | 41.599 | 26.045 | 0 | 0 | 1070 | 1070 | 122 | 2020 | solar PV | TRUE
63321 | N | . | Bingham Solar, LLC | National Grid Renewables | 62759 | MI | ENC | MRO |  | 22 | 2 | NAICS-22 Non-Cogen | PV | SUN | SUN | MISO | A |  | . | . | . | . | . | . | . | . | . | . | . | 0 | . | . | . | . | . | . | . | . | . | . | . | 0 | . | . | . | . | . | . | . | . | . | . | . | 0 | . | . | . | . | . | . | . | . | . | . | . | 7382 | . | . | . | . | . | . | . | . | . | . | . | 7382 | . | . | . | . | . | . | . | . | . | . | . | 842 | 0 | 0 | 7382 | 7382 | 842 | 2020 | solar PV | TRUE
63322 | N | . | Temperance Solar, LLC | National Grid Renewables | 62759 | MI | ENC | MRO |  | 22 | 2 | NAICS-22 Non-Cogen | PV | SUN | SUN | MISO | A |  | . | . | . | . | . | . | . | . | . | . | . | 0 | . | . | . | . | . | . | . | . | . | . | . | 0 | . | . | . | . | . | . | . | . | . | . | . | 0 | . | . | . | . | . | . | . | . | . | . | . | 3551 | . | . | . | . | . | . | . | . | . | . | . | 3551 | . | . | . | . | . | . | . | . | . | . | . | 405 | 0 | 0 | 3551 | 3551 | 405 | 2020 | solar PV | TRUE
63323 | N | . | Bluefin Origination 1 | Bluefin Origination 1, LLC | 63080 | MD | SAT | RFC |  | 22 | 2 | NAICS-22 Non-Cogen | PV | SUN | SUN | PJM | A |  | 0 | 0 | 0 | 0 | 0 | 0 | 0 | 0 | 0 | 0 | 0 | 0 | 0 | 0 | 0 | 0 | 0 | 0 | 0 | 0 | 0 | 0 | 0 | 0 | 0 | 0 | 0 | 0 | 0 | 0 | 0 | 0 | 0 | 0 | 0 | 0 | 2000 | 2271 | 2885 | 3237 | 3700 | 3987 | 3961 | 3302 | 2930 | 2515 | 2271 | 1674 | 2000 | 2271 | 2885 | 3237 | 3700 | 3987 | 3961 | 3302 | 2930 | 2515 | 2271 | 1674 | 228.084 | 259.079 | 329.13 | 369.203 | 422.047 | 454.769 | 451.835 | 376.693 | 334.255 | 286.865 | 259.062 | 190.978 | 0 | 0 | 34733 | 34733 | 3962 | 2020 | solar PV | TRUE
63324 | N | . | Camp Atterbury Microgrid Hybrid | Duke Energy Indiana, LLC | 15470 | IN | ENC | RFC |  | 22 | 1 | Electric Utility | BA | MWH | OTH | MISO | A | megawatthours | 4 | 5 | 5 | 5 | 6 | 5 | 6 | 6 | 5 | 6 | 6 | 6 | 4 | 5 | 5 | 5 | 6 | 5 | 6 | 6 | 5 | 6 | 6 | 6 | 0 | 0 | 0 | 0 | 0 | 0 | 0 | 0 | 0 | 0 | 0 | 0 | 0 | 0 | 0 | 0 | 0 | 0 | 0 | 0 | 0 | 0 | 0 | 0 | 0 | 0 | 0 | 0 | 0 | 0 | 0 | 0 | 0 | 0 | 0 | 0 | -0.319 | -0.289 | -0.309 | -0.317 | -0.341 | -0.316 | -0.34 | -0.36 | -0.329 | -0.349 | -0.344 | -0.387 | 65 | 65 | 0 | 0 | -4 | 2020 | other | TRUE
63324 | N | . | Camp Atterbury Microgrid Hybrid | Duke Energy Indiana, LLC | 15470 | IN | ENC | RFC |  | 22 | 1 | Electric Utility | PV | SUN | SUN | MISO | A |  | 0 | 0 | 0 | 0 | 0 | 0 | 0 | 0 | 0 | 0 | 0 | 0 | 0 | 0 | 0 | 0 | 0 | 0 | 0 | 0 | 0 | 0 | 0 | 0 | 0 | 0 | 0 | 0 | 0 | 0 | 0 | 0 | 0 | 0 | 0 | 0 | 897 | 1332 | 1960 | 2405 | 2835 | 3486 | 3349 | 3148 | 2464 | 1946 | 1323 | 962 | 897 | 1332 | 1960 | 2405 | 2835 | 3486 | 3349 | 3148 | 2464 | 1946 | 1323 | 962 | 102.342 | 151.983 | 223.515 | 274.339 | 323.403 | 397.612 | 381.992 | 359.11 | 281.04 | 222.021 | 150.904 | 109.739 | 0 | 0 | 26107 | 26107 | 2978 | 2020 | solar PV | TRUE
63327 | N | . | Diamond Spring, LLC | Allete Clean Energy | 59496 | OK | WSC | MRO |  | 22 | 2 | NAICS-22 Non-Cogen | WT | WND | WND | SWPP | M |  | . | . | . | . | . | . | . | . | . | 0 | 0 | 0 | . | . | . | . | . | . | . | . | . | 0 | 0 | 0 | . | . | . | . | . | . | . | . | . | 0 | 0 | 0 | . | . | . | . | . | . | . | . | . | 460548 | 371168 | 723742 | . | . | . | . | . | . | . | . | . | 460548 | 371168 | 723742 | . | . | . | . | . | . | . | . | . | 52532 | 42337 | 82553 | 0 | 0 | 1555458 | 1555458 | 177422 | 2020 | onshore wind | TRUE
63330 | N | . | Duus Solar, LLC | Alchemy Renewable Energy | 62627 | OR | PACC | WECC |  | 22 | 2 | NAICS-22 Non-Cogen | PV | SUN | SUN | PGE | A |  | . | 0 | 0 | 0 | 0 | 0 | 0 | 0 | 0 | 0 | 0 | 0 | . | 0 | 0 | 0 | 0 | 0 | 0 | 0 | 0 | 0 | 0 | 0 | . | 0 | 0 | 0 | 0 | 0 | 0 | 0 | 0 | 0 | 0 | 0 | . | 10735 | 12315 | 17997 | 17750 | 19976 | 21806 | 18747 | 14407 | 12625 | 6244 | 5118 | . | 10735 | 12315 | 17997 | 17750 | 19976 | 21806 | 18747 | 14407 | 12625 | 6244 | 5118 | . | 1224.512 | 1404.751 | 2052.764 | 2024.667 | 2278.508 | 2487.25 | 2138.328 | 1643.27 | 1440.025 | 712.199 | 583.726 | 0 | 0 | 157720 | 157720 | 17990 | 2020 | solar PV | TRUE
63331 | N | . | Firwood Solar, LLC | Alchemy Renewable Energy | 62627 | OR | PACC | WECC |  | 22 | 2 | NAICS-22 Non-Cogen | PV | SUN | SUN | PGE | A |  | . | 0 | 0 | 0 | 0 | 0 | 0 | 0 | 0 | 0 | 0 | 0 | . | 0 | 0 | 0 | 0 | 0 | 0 | 0 | 0 | 0 | 0 | 0 | . | 0 | 0 | 0 | 0 | 0 | 0 | 0 | 0 | 0 | 0 | 0 | . | 11078 | 12708 | 18571 | 18317 | 20613 | 22501 | 19345 | 14866 | 13028 | 6443 | 5281 | . | 11078 | 12708 | 18571 | 18317 | 20613 | 22501 | 19345 | 14866 | 13028 | 6443 | 5281 | . | 1263.583 | 1449.571 | 2118.261 | 2089.267 | 2351.207 | 2566.61 | 2206.555 | 1695.701 | 1485.971 | 734.923 | 602.351 | 0 | 0 | 162751 | 162751 | 18564 | 2020 | solar PV | TRUE
63332 | N | . | Aulander Hwy 42 Solar, LLC | Alchemy Renewable Energy | 62627 | NC | SAT | SERC |  | 22 | 2 | NAICS-22 Non-Cogen | PV | SUN | SUN | PJM | A |  | 0 | 0 | 0 | 0 | 0 | 0 | 0 | 0 | 0 | 0 | 0 | 0 | 0 | 0 | 0 | 0 | 0 | 0 | 0 | 0 | 0 | 0 | 0 | 0 | 0 | 0 | 0 | 0 | 0 | 0 | 0 | 0 | 0 | 0 | 0 | 0 | 4960 | 5098 | 6521 | 8857 | 8864 | 8623 | 9646 | 7745 | 6560 | 6650 | 5562 | 4701 | 4960 | 5098 | 6521 | 8857 | 8864 | 8623 | 9646 | 7745 | 6560 | 6650 | 5562 | 4701 | 565.806 | 581.479 | 743.77 | 1010.234 | 1011.037 | 983.613 | 1100.246 | 883.452 | 748.211 | 758.555 | 634.428 | 536.169 | 0 | 0 | 83787 | 83787 | 9557 | 2020 | solar PV | TRUE
63334 | N | . | Campus Drive Solar | NJR Clean Energy Ventures Corporation | 56990 | NJ | MAT | RFC |  | 22 | 2 | NAICS-22 Non-Cogen | PV | SUN | SUN | PJM | A |  | . | . | . | . | 0 | 0 | 0 | 0 | 0 | 0 | 0 | 0 | . | . | . | . | 0 | 0 | 0 | 0 | 0 | 0 | 0 | 0 | . | . | . | . | 0 | 0 | 0 | 0 | 0 | 0 | 0 | 0 | . | . | . | . | 4938 | 5184 | 4882 | 4219 | 3876 | 2799 | 2569 | 1779 | . | . | . | . | 4938 | 5184 | 4882 | 4219 | 3876 | 2799 | 2569 | 1779 | . | . | . | . | 563.291 | 591.302 | 556.914 | 481.194 | 442.138 | 319.278 | 292.975 | 202.908 | 0 | 0 | 30246 | 30246 | 3450 | 2020 | solar PV | TRUE
63336 | N | . | Sutton Solar 2, LLC CSG | Sutton Solar 2, LLC | 63106 | MA | NEW | NPCC |  | 22 | 2 | NAICS-22 Non-Cogen | PV | SUN | SUN | ISNE | A |  | . | . | . | . | . | . | . | . | . | . | . | 0 | . | . | . | . | . | . | . | . | . | . | . | 0 | . | . | . | . | . | . | . | . | . | . | . | 0 | . | . | . | . | . | . | . | . | . | . | . | 2288 | . | . | . | . | . | . | . | . | . | . | . | 2288 | . | . | . | . | . | . | . | . | . | . | . | 261 | 0 | 0 | 2288 | 2288 | 261 | 2020 | solar PV | TRUE
63337 | N | . | Lansing Renewables, LLC | Lansing Renewables, LLC | 63107 | NY | MAT | NPCC |  | 22 | 2 | NAICS-22 Non-Cogen | PV | SUN | SUN | NYIS | A |  | . | . | . | . | . | . | . | . | . | . | 0 | 0 | . | . | . | . | . | . | . | . | . | . | 0 | 0 | . | . | . | . | . | . | . | . | . | . | 0 | 0 | . | . | . | . | . | . | . | . | . | . | 1402 | 948 | . | . | . | . | . | . | . | . | . | . | 1402 | 948 | . | . | . | . | . | . | . | . | . | . | 159.863 | 108.137 | 0 | 0 | 2350 | 2350 | 268 | 2020 | solar PV | TRUE
63339 | N | . | Hales Mills Solar, LLC | Hales Mills Solar, LLC | 63109 | NY | MAT | NPCC |  | 22 | 2 | NAICS-22 Non-Cogen | PV | SUN | SUN | NYIS | A |  | . | . | . | . | . | . | . | . | . | 0 | 0 | 0 | . | . | . | . | . | . | . | . | . | 0 | 0 | 0 | . | . | . | . | . | . | . | . | . | 0 | 0 | 0 | . | . | . | . | . | . | . | . | . | 486 | 448 | 303 | . | . | . | . | . | . | . | . | . | 486 | 448 | 303 | . | . | . | . | . | . | . | . | . | 55.428 | 51.044 | 34.528 | 0 | 0 | 1237 | 1237 | 141 | 2020 | solar PV | TRUE
63340 | N | . | Owlville Creek Solar 2, LLC | Owlville Creek Solar 2, LLC | 63110 | NY | MAT | NPCC |  | 22 | 2 | NAICS-22 Non-Cogen | PV | SUN | SUN | NYIS | A |  | . | . | . | . | . | . | . | . | . | . | . | 0 | . | . | . | . | . | . | . | . | . | . | . | 0 | . | . | . | . | . | . | . | . | . | . | . | 0 | . | . | . | . | . | . | . | . | . | . | . | 254 | . | . | . | . | . | . | . | . | . | . | . | 254 | . | . | . | . | . | . | . | . | . | . | . | 29 | 0 | 0 | 254 | 254 | 29 | 2020 | solar PV | TRUE
63341 | N | . | Owlville Creek Solar, LLC | Owlville Creek Solar, LLC | 63111 | NY | MAT | NPCC |  | 22 | 2 | NAICS-22 Non-Cogen | PV | SUN | SUN | NYIS | A |  | . | . | . | . | . | . | . | . | . | . | . | 0 | . | . | . | . | . | . | . | . | . | . | . | 0 | . | . | . | . | . | . | . | . | . | . | . | 0 | . | . | . | . | . | . | . | . | . | . | . | 254 | . | . | . | . | . | . | . | . | . | . | . | 254 | . | . | . | . | . | . | . | . | . | . | . | 29 | 0 | 0 | 254 | 254 | 29 | 2020 | solar PV | TRUE
63344 | N | . | Starvation | Starvation Solar I, LLC | 63121 | OR | PACC | WECC |  | 22 | 2 | NAICS-22 Non-Cogen | PV | SUN | SUN | BPAT | A |  | 0 | 0 | 0 | 0 | 0 | 0 | 0 | 0 | 0 | 0 | 0 | 0 | 0 | 0 | 0 | 0 | 0 | 0 | 0 | 0 | 0 | 0 | 0 | 0 | 0 | 0 | 0 | 0 | 0 | 0 | 0 | 0 | 0 | 0 | 0 | 0 | 5344 | 13866 | 15907 | 23245 | 22927 | 25801 | 28165 | 24214 | 18608 | 16306 | 8065 | 6610 | 5344 | 13866 | 15907 | 23245 | 22927 | 25801 | 28165 | 24214 | 18608 | 16306 | 8065 | 6610 | 609.521 | 1581.62 | 1814.422 | 2651.418 | 2615.127 | 2942.996 | 3212.615 | 2761.935 | 2122.502 | 1859.984 | 919.9 | 753.96 | 0 | 0 | 209058 | 209058 | 23846 | 2020 | solar PV | TRUE
63345 | N | . | Scotch Bonnet Solar, LLC | Scotch Bonnet Solar, LLC | 63119 | NC | SAT | SERC |  | 22 | 2 | NAICS-22 Non-Cogen | PV | SUN | SUN | CPLE | A |  | . | . | . | . | . | . | . | . | . | . | . | 0 | . | . | . | . | . | . | . | . | . | . | . | 0 | . | . | . | . | . | . | . | . | . | . | . | 0 | . | . | . | . | . | . | . | . | . | . | . | 0 | . | . | . | . | . | . | . | . | . | . | . | 0 | . | . | . | . | . | . | . | . | . | . | . | 0 | 0 | 0 | 0 | 0 | 0 | 2020 | solar PV | TRUE
63346 | N | . | Cubera Solar, LLC | Cubera Solar, LLC | 63120 | NC | SAT | SERC |  | 22 | 2 | NAICS-22 Non-Cogen | PV | SUN | SUN | CPLE | A |  | 0 | 0 | 0 | 0 | 0 | 0 | 0 | 0 | 0 | 0 | 0 | 0 | 0 | 0 | 0 | 0 | 0 | 0 | 0 | 0 | 0 | 0 | 0 | 0 | 0 | 0 | 0 | 0 | 0 | 0 | 0 | 0 | 0 | 0 | 0 | 0 | 1803 | 1853 | 2370 | 3219 | 3221 | 3134 | 3505 | 2815 | 2384 | 2417 | 2021 | 1708 | 1803 | 1853 | 2370 | 3219 | 3221 | 3134 | 3505 | 2815 | 2384 | 2417 | 2021 | 1708 | 205.613 | 211.309 | 270.285 | 367.117 | 367.409 | 357.444 | 399.828 | 321.045 | 271.899 | 275.658 | 230.55 | 194.843 | 0 | 0 | 30450 | 30450 | 3473 | 2020 | solar PV | TRUE
63347 | Y | . | AOC, Capitol Power Plant | Architect of the Capitol, Capitol Power Plant | 63113 | DC | SAT | RFC |  | 921 | 5 | Commercial NAICS Cogen | GT | DFO | DFO | PJM | A | barrels | 4 | 4 | 3 | 2 | 3 | 4 | 5 | 4 | 4 | 3 | 3 | 5 | 4 | 3 | 2 | 2 | 3 | 3 | 4 | 3 | 3 | 3 | 2 | 4 | 6.3 | 6.3 | 6.3 | 6.3 | 6.3 | 6.3 | 6.3 | 6.3 | 6.3 | 6.3 | 6.3 | 6.3 | 25 | 25 | 19 | 13 | 19 | 25 | 32 | 25 | 25 | 19 | 19 | 32 | 25 | 22 | 14 | 12 | 19 | 21 | 25 | 20 | 21 | 16 | 14 | 27 | 2.413 | 1.885 | 1.221 | 0.993 | 1.616 | 1.774 | 2.181 | 1.689 | 1.806 | 1.359 | 1.23 | 2.349 | 44 | 36 | 278 | 236 | 20.516 | 2020 | petroleum | FALSE
63347 | Y | . | AOC, Capitol Power Plant | Architect of the Capitol, Capitol Power Plant | 63113 | DC | SAT | RFC |  | 921 | 5 | Commercial NAICS Cogen | GT | NG | NG | PJM | A | mcf | 51067 | 50921 | 51868 | 47644 | 51375 | 57635 | 65973 | 63829 | 53022 | 51282 | 45592 | 47409 | 43863 | 43738 | 44550 | 40923 | 44128 | 49504 | 56666 | 54824 | 45542 | 44047 | 39160 | 40720 | 1.2 | 1.2 | 1.2 | 1.2 | 1.2 | 1.2 | 1.2 | 1.2 | 1.2 | 1.2 | 1.2 | 1.2 | 61280 | 61105 | 62242 | 57173 | 61650 | 69162 | 79168 | 76595 | 63626 | 61538 | 54710 | 56891 | 52636 | 52485 | 53460 | 49107 | 52953 | 59405 | 67999 | 65789 | 54650 | 52856 | 46992 | 48864 | 4535.449 | 4522.447 | 4606.485 | 4231.406 | 4562.756 | 5118.731 | 5859.196 | 5668.812 | 4709.004 | 4554.451 | 4049.174 | 4210.473 | 637617 | 547665 | 765140 | 657196 | 56628.384 | 2020 | natural gas peaker | FALSE
63349 | N | . | OE_AZ1 | AZ Solar 1, LLC | 63115 | AZ | MTN | WECC |  | 22 | 2 | NAICS-22 Non-Cogen | PV | SUN | SUN | WALC | M |  | 0 | 0 | 0 | 0 | 0 | 0 | 0 | 0 | 0 | 0 | 0 | 0 | 0 | 0 | 0 | 0 | 0 | 0 | 0 | 0 | 0 | 0 | 0 | 0 | 0 | 0 | 0 | 0 | 0 | 0 | 0 | 0 | 0 | 0 | 0 | 0 | 47842 | 57783 | 61983 | 81068 | 68619 | 67059 | 74686 | 66848 | 62693 | 53742 | 42555 | 38136 | 47842 | 57783 | 61983 | 81068 | 68619 | 67059 | 74686 | 66848 | 62693 | 53742 | 42555 | 38136 | 5457 | 6591 | 7070 | 9247 | 7827 | 7649 | 8519 | 7625 | 7151 | 6130 | 4854 | 4350 | 0 | 0 | 723014 | 723014 | 82470 | 2020 | solar PV | TRUE
63350 | N | . | OE_GA3 | GA Solar 3, LLC | 63114 | GA | SAT | SERC |  | 22 | 2 | NAICS-22 Non-Cogen | PV | SUN | SUN | SOCO | M |  | 0 | 0 | 0 | 0 | 0 | 0 | 0 | 0 | 0 | 0 | 0 | 0 | 0 | 0 | 0 | 0 | 0 | 0 | 0 | 0 | 0 | 0 | 0 | 0 | 0 | 0 | 0 | 0 | 0 | 0 | 0 | 0 | 0 | 0 | 0 | 0 | 55986 | 65226 | 89467 | 107966 | 128814 | 112936 | 112998 | 99225 | 78395 | 85496 | 69286 | 67523 | 55986 | 65226 | 89467 | 107966 | 128814 | 112936 | 112998 | 99225 | 78395 | 85496 | 69286 | 67523 | 6386 | 7440 | 10205 | 12315 | 14693 | 12882 | 12889 | 11318 | 8942 | 9752 | 7903 | 7702 | 0 | 0 | 1073318 | 1073318 | 122427 | 2020 | solar PV | TRUE
63351 | N | . | Bluebell Solar II | Bluebell Solar II, LLC | 63116 | TX | WSC | TRE |  | 22 | 2 | NAICS-22 Non-Cogen | PV | SUN | SUN | ERCO | M |  | . | . | . | . | . | . | . | . | . | . | 0 | 0 | . | . | . | . | . | . | . | . | . | . | 0 | 0 | . | . | . | . | . | . | . | . | . | . | 0 | 0 | . | . | . | . | . | . | . | . | . | . | 32640 | 155535 | . | . | . | . | . | . | . | . | . | . | 32640 | 155535 | . | . | . | . | . | . | . | . | . | . | 3723 | 17741 | 0 | 0 | 188175 | 188175 | 21464 | 2020 | solar PV | TRUE
63353 | N | . | Allied Beverages Elizabeth | EnterSolar | 62067 | NJ | MAT | RFC |  | 22 | 2 | NAICS-22 Non-Cogen | PV | SUN | SUN | PJM | A |  | 0 | 0 | 0 | 0 | 0 | 0 | 0 | 0 | 0 | 0 | 0 | 0 | 0 | 0 | 0 | 0 | 0 | 0 | 0 | 0 | 0 | 0 | 0 | 0 | 0 | 0 | 0 | 0 | 0 | 0 | 0 | 0 | 0 | 0 | 0 | 0 | 2586 | 2906 | 4162 | 4328 | 5664 | 5946 | 5600 | 4839 | 4446 | 3211 | 2946 | 2040 | 2586 | 2906 | 4162 | 4328 | 5664 | 5946 | 5600 | 4839 | 4446 | 3211 | 2946 | 2040 | 295.026 | 331.467 | 474.736 | 493.674 | 646.086 | 678.214 | 638.772 | 551.922 | 507.126 | 366.207 | 336.038 | 232.732 | 0 | 0 | 48674 | 48674 | 5552 | 2020 | solar PV | TRUE
63354 | N | . | Ticket Network South Windsor | EnterSolar | 62067 | CT | NEW | NPCC |  | 22 | 2 | NAICS-22 Non-Cogen | PV | SUN | SUN | ISNE | A |  | 0 | 0 | 0 | 0 | 0 | 0 | 0 | 0 | 0 | 0 | 0 | 0 | 0 | 0 | 0 | 0 | 0 | 0 | 0 | 0 | 0 | 0 | 0 | 0 | 0 | 0 | 0 | 0 | 0 | 0 | 0 | 0 | 0 | 0 | 0 | 0 | 735 | 864 | 1232 | 1159 | 1626 | 1546 | 1534 | 1410 | 1289 | 916 | 769 | 535 | 735 | 864 | 1232 | 1159 | 1626 | 1546 | 1534 | 1410 | 1289 | 916 | 769 | 535 | 83.823 | 98.541 | 140.517 | 132.226 | 185.445 | 176.378 | 175.023 | 160.827 | 146.99 | 104.528 | 87.691 | 61.011 | 0 | 0 | 13615 | 13615 | 1553 | 2020 | solar PV | TRUE
63355 | N | . | Chanel Piscataway Rooftop | EnterSolar | 62067 | NJ | MAT | RFC |  | 22 | 2 | NAICS-22 Non-Cogen | PV | SUN | SUN | PJM | A |  | 0 | 0 | 0 | 0 | 0 | 0 | 0 | 0 | 0 | 0 | 0 | 0 | 0 | 0 | 0 | 0 | 0 | 0 | 0 | 0 | 0 | 0 | 0 | 0 | 0 | 0 | 0 | 0 | 0 | 0 | 0 | 0 | 0 | 0 | 0 | 0 | 1492 | 1676 | 2400 | 2496 | 3267 | 3429 | 3230 | 2791 | 2564 | 1852 | 1699 | 1177 | 1492 | 1676 | 2400 | 2496 | 3267 | 3429 | 3230 | 2791 | 2564 | 1852 | 1699 | 1177 | 170.154 | 191.166 | 273.794 | 284.716 | 372.616 | 391.145 | 368.398 | 318.309 | 292.474 | 211.202 | 193.803 | 134.223 | 0 | 0 | 28073 | 28073 | 3202 | 2020 | solar PV | TRUE
63356 | N | . | Colonial Pipeline Allentown Chesterfield | EnterSolar | 62067 | NJ | MAT | RFC |  | 22 | 2 | NAICS-22 Non-Cogen | PV | SUN | SUN | PJM | A |  | 0 | 0 | 0 | 0 | 0 | 0 | 0 | 0 | 0 | 0 | 0 | 0 | 0 | 0 | 0 | 0 | 0 | 0 | 0 | 0 | 0 | 0 | 0 | 0 | 0 | 0 | 0 | 0 | 0 | 0 | 0 | 0 | 0 | 0 | 0 | 0 | 1310 | 1472 | 2109 | 2193 | 2870 | 3013 | 2837 | 2452 | 2253 | 1627 | 1493 | 1034 | 1310 | 1472 | 2109 | 2193 | 2870 | 3013 | 2837 | 2452 | 2253 | 1627 | 1493 | 1034 | 149.481 | 167.942 | 240.532 | 250.127 | 327.348 | 343.627 | 323.643 | 279.639 | 256.942 | 185.544 | 170.258 | 117.917 | 0 | 0 | 24663 | 24663 | 2813 | 2020 | solar PV | TRUE
63357 | N | . | Colonial Pipeline Woodbury West Deptford | EnterSolar | 62067 | NJ | MAT | RFC |  | 22 | 2 | NAICS-22 Non-Cogen | PV | SUN | SUN | PJM | A |  | 0 | 0 | 0 | 0 | 0 | 0 | 0 | 0 | 0 | 0 | 0 | 0 | 0 | 0 | 0 | 0 | 0 | 0 | 0 | 0 | 0 | 0 | 0 | 0 | 0 | 0 | 0 | 0 | 0 | 0 | 0 | 0 | 0 | 0 | 0 | 0 | 2867 | 3221 | 4613 | 4797 | 6278 | 6591 | 6207 | 5363 | 4928 | 3559 | 3265 | 2262 | 2867 | 3221 | 4613 | 4797 | 6278 | 6591 | 6207 | 5363 | 4928 | 3559 | 3265 | 2262 | 327.019 | 367.407 | 526.212 | 547.202 | 716.14 | 751.752 | 708.034 | 611.766 | 562.113 | 405.914 | 372.474 | 257.967 | 0 | 0 | 53951 | 53951 | 6154 | 2020 | solar PV | TRUE
63358 | N | . | Corbin Russwin Phase 3 Berlin | EnterSolar | 62067 | CT | NEW | NPCC |  | 22 | 2 | NAICS-22 Non-Cogen | PV | SUN | SUN | ISNE | A |  | 0 | 0 | 0 | 0 | 0 | 0 | 0 | 0 | 0 | 0 | 0 | 0 | 0 | 0 | 0 | 0 | 0 | 0 | 0 | 0 | 0 | 0 | 0 | 0 | 0 | 0 | 0 | 0 | 0 | 0 | 0 | 0 | 0 | 0 | 0 | 0 | 814 | 957 | 1365 | 1285 | 1802 | 1714 | 1700 | 1562 | 1428 | 1016 | 852 | 593 | 814 | 957 | 1365 | 1285 | 1802 | 1714 | 1700 | 1562 | 1428 | 1016 | 852 | 593 | 92.892 | 109.201 | 155.717 | 146.53 | 205.506 | 195.458 | 193.957 | 178.225 | 162.891 | 115.835 | 97.177 | 67.611 | 0 | 0 | 15088 | 15088 | 1721 | 2020 | solar PV | TRUE
63361 | N | . | Medline Ind. Phase 2 Tracy | EnterSolar | 62067 | CA | PACC | WECC |  | 22 | 2 | NAICS-22 Non-Cogen | PV | SUN | SUN | CISO | A |  | 0 | 0 | 0 | 0 | 0 | 0 | 0 | 0 | 0 | 0 | 0 | 0 | 0 | 0 | 0 | 0 | 0 | 0 | 0 | 0 | 0 | 0 | 0 | 0 | 0 | 0 | 0 | 0 | 0 | 0 | 0 | 0 | 0 | 0 | 0 | 0 | 961 | 1303 | 1275 | 1606 | 2102 | 2094 | 2365 | 1959 | 1538 | 1422 | 1124 | 890 | 961 | 1303 | 1275 | 1606 | 2102 | 2094 | 2365 | 1959 | 1538 | 1422 | 1124 | 890 | 109.608 | 148.577 | 145.392 | 183.235 | 239.808 | 238.801 | 269.73 | 223.464 | 175.463 | 162.185 | 128.219 | 101.518 | 0 | 0 | 18639 | 18639 | 2126 | 2020 | solar PV | TRUE
63363 | N | . | Niagara Bottling Stockton | EnterSolar | 62067 | CA | PACC | WECC |  | 22 | 2 | NAICS-22 Non-Cogen | PV | SUN | SUN | CISO | A |  | 0 | 0 | 0 | 0 | 0 | 0 | 0 | 0 | 0 | 0 | 0 | 0 | 0 | 0 | 0 | 0 | 0 | 0 | 0 | 0 | 0 | 0 | 0 | 0 | 0 | 0 | 0 | 0 | 0 | 0 | 0 | 0 | 0 | 0 | 0 | 0 | 732 | 992 | 971 | 1223 | 1601 | 1594 | 1801 | 1492 | 1171 | 1083 | 856 | 678 | 732 | 992 | 971 | 1223 | 1601 | 1594 | 1801 | 1492 | 1171 | 1083 | 856 | 678 | 83.469 | 113.145 | 110.719 | 139.538 | 182.62 | 181.853 | 205.406 | 170.173 | 133.619 | 123.508 | 97.642 | 77.308 | 0 | 0 | 14194 | 14194 | 1619 | 2020 | solar PV | TRUE
63365 | N | . | Soda Lake 3 | AMOR IX, LLC | 63102 | NV | MTN | WECC |  | 22 | 2 | NAICS-22 Non-Cogen | BT | GEO | GEO | NEVP | M |  | 0 | 0 | 0 | 0 | 0 | 0 | 0 | 0 | 0 | 0 | 0 | 0 | 0 | 0 | 0 | 0 | 0 | 0 | 0 | 0 | 0 | 0 | 0 | 0 | 0 | 0 | 0 | 0 | 0 | 0 | 0 | 0 | 0 | 0 | 0 | 0 | 0 | 0 | 0 | 0 | 0 | 0 | 0 | 0 | 0 | 0 | 0 | 0 | 0 | 0 | 0 | 0 | 0 | 0 | 0 | 0 | 0 | 0 | 0 | 0 | 0 | 0 | 0 | 0 | 0 | 0 | 0 | 0 | 0 | 0 | 0 | 0 | 0 | 0 | 0 | 0 | 0 | 2020 | geothermal | TRUE
63365 | N | . | Soda Lake 3 | AMOR IX, LLC | 63102 | NV | MTN | WECC |  | 22 | 2 | NAICS-22 Non-Cogen | ST | GEO | GEO | NEVP | M |  | 0 | 0 | 0 | 0 | 0 | 0 | 0 | 0 | 0 | 0 | 0 | 0 | 0 | 0 | 0 | 0 | 0 | 0 | 0 | 0 | 0 | 0 | 0 | 0 | 0 | 0 | 0 | 0 | 0 | 0 | 0 | 0 | 0 | 0 | 0 | 0 | 115628 | 112691 | 113112 | 100549 | 92343 | 71390 | 66279 | 48981 | 67716 | 93737 | 105967 | 107817 | 115628 | 112691 | 113112 | 100549 | 92343 | 71390 | 66279 | 48981 | 67716 | 93737 | 105967 | 107817 | 13189 | 12854 | 12902 | 11469 | 10533 | 8143 | 7560 | 5587 | 7724 | 10692 | 12087 | 12298 | 0 | 0 | 1096210 | 1096210 | 125038 | 2020 | geothermal | TRUE
63366 | N | . | 435A Bergen Avenue | Hartz Solar LLC | 60268 | NJ | MAT | RFC |  | 421 | 4 | Commercial NAICS Non-Cogen | PV | SUN | SUN | PJM | A |  | 0 | 0 | 0 | 0 | 0 | 0 | 0 | 0 | 0 | 0 | 0 | 0 | 0 | 0 | 0 | 0 | 0 | 0 | 0 | 0 | 0 | 0 | 0 | 0 | 0 | 0 | 0 | 0 | 0 | 0 | 0 | 0 | 0 | 0 | 0 | 0 | 997 | 1120 | 1604 | 1668 | 2183 | 2292 | 2159 | 1865 | 1714 | 1237 | 1136 | 786 | 997 | 1120 | 1604 | 1668 | 2183 | 2292 | 2159 | 1865 | 1714 | 1237 | 1136 | 786 | 113.716 | 127.763 | 182.986 | 190.285 | 249.032 | 261.415 | 246.213 | 212.736 | 195.47 | 141.153 | 129.525 | 89.706 | 0 | 0 | 18761 | 18761 | 2140 | 2020 | solar PV | FALSE
63367 | N | . | Strandness Garden | Strandness Garden LLC | 63131 | MN | WNC | MRO |  | 22 | 2 | NAICS-22 Non-Cogen | PV | SUN | SUN | MISO | A |  | . | 0 | 0 | 0 | 0 | 0 | 0 | 0 | 0 | 0 | 0 | 0 | . | 0 | 0 | 0 | 0 | 0 | 0 | 0 | 0 | 0 | 0 | 0 | . | 0 | 0 | 0 | 0 | 0 | 0 | 0 | 0 | 0 | 0 | 0 | . | 1009 | 1225 | 1619 | 1684 | 1825 | 1760 | 1743 | 1229 | 920 | 704 | 441 | . | 1009 | 1225 | 1619 | 1684 | 1825 | 1760 | 1743 | 1229 | 920 | 704 | 441 | . | 115.125 | 139.681 | 184.668 | 192.093 | 208.207 | 200.768 | 198.8 | 140.189 | 104.912 | 80.289 | 50.268 | 0 | 0 | 14159 | 14159 | 1615 | 2020 | solar PV | TRUE
63368 | N | . | GSPP Gilman, LLC | Green Street Power Partners | 62719 | VT | NEW | NPCC |  | 22 | 2 | NAICS-22 Non-Cogen | PV | SUN | SUN | ISNE | A |  | 0 | 0 | 0 | 0 | 0 | 0 | 0 | 0 | 0 | 0 | 0 | 0 | 0 | 0 | 0 | 0 | 0 | 0 | 0 | 0 | 0 | 0 | 0 | 0 | 0 | 0 | 0 | 0 | 0 | 0 | 0 | 0 | 0 | 0 | 0 | 0 | 526 | 936 | 2550 | 2894 | 4041 | 3745 | 3859 | 3410 | 2693 | 1885 | 1129 | 466 | 526 | 936 | 2550 | 2894 | 4041 | 3745 | 3859 | 3410 | 2693 | 1885 | 1129 | 466 | 59.97 | 106.795 | 290.92 | 330.106 | 460.909 | 427.129 | 440.125 | 388.935 | 307.14 | 215.028 | 128.769 | 53.174 | 0 | 0 | 28134 | 28134 | 3209 | 2020 | solar PV | TRUE
63369 | N | . | Riley Road LLC | Green Street Power Partners | 62719 | NY | MAT | NPCC |  | 22 | 2 | NAICS-22 Non-Cogen | PV | SUN | SUN | NYIS | A |  | 0 | 0 | 0 | 0 | 0 | 0 | 0 | 0 | 0 | 0 | 0 | 0 | 0 | 0 | 0 | 0 | 0 | 0 | 0 | 0 | 0 | 0 | 0 | 0 | 0 | 0 | 0 | 0 | 0 | 0 | 0 | 0 | 0 | 0 | 0 | 0 | 3291 | 3674 | 5312 | 5327 | 6995 | 7032 | 6688 | 5679 | 5585 | 3965 | 3651 | 2470 | 3291 | 3674 | 5312 | 5327 | 6995 | 7032 | 6688 | 5679 | 5585 | 3965 | 3651 | 2470 | 375.356 | 419.071 | 605.939 | 607.596 | 797.891 | 802.108 | 762.874 | 647.733 | 637.002 | 452.242 | 416.473 | 281.715 | 0 | 0 | 59669 | 59669 | 6806 | 2020 | solar PV | TRUE
63370 | N | . | GSSP Schneider LLC | Green Street Power Partners | 62719 | MN | WNC | MRO |  | 22 | 2 | NAICS-22 Non-Cogen | PV | SUN | SUN | MISO | A |  | 0 | 0 | 0 | 0 | 0 | 0 | 0 | 0 | 0 | 0 | 0 | 0 | 0 | 0 | 0 | 0 | 0 | 0 | 0 | 0 | 0 | 0 | 0 | 0 | 0 | 0 | 0 | 0 | 0 | 0 | 0 | 0 | 0 | 0 | 0 | 0 | 2402 | 5328 | 6464 | 8546 | 8890 | 9635 | 9291 | 9200 | 6488 | 4855 | 3716 | 2326 | 2402 | 5328 | 6464 | 8546 | 8890 | 9635 | 9291 | 9200 | 6488 | 4855 | 3716 | 2326 | 274.032 | 607.705 | 737.322 | 974.793 | 1013.985 | 1099.047 | 1059.778 | 1049.387 | 740.003 | 553.791 | 423.813 | 265.344 | 0 | 0 | 77141 | 77141 | 8799 | 2020 | solar PV | TRUE
63371 | N | . | Hope Solar Farm LLC | Green Street Power Partners | 62719 | NY | MAT | NPCC |  | 22 | 2 | NAICS-22 Non-Cogen | PV | SUN | SUN | NYIS | A |  | 0 | 0 | 0 | 0 | 0 | 0 | 0 | 0 | 0 | 0 | 0 | 0 | 0 | 0 | 0 | 0 | 0 | 0 | 0 | 0 | 0 | 0 | 0 | 0 | 0 | 0 | 0 | 0 | 0 | 0 | 0 | 0 | 0 | 0 | 0 | 0 | 1598 | 1785 | 2580 | 2587 | 3398 | 3416 | 3249 | 2758 | 2713 | 1926 | 1774 | 1200 | 1598 | 1785 | 2580 | 2587 | 3398 | 3416 | 3249 | 2758 | 2713 | 1926 | 1774 | 1200 | 182.328 | 203.563 | 294.334 | 295.138 | 387.574 | 389.622 | 370.564 | 314.635 | 309.423 | 219.676 | 202.301 | 136.842 | 0 | 0 | 28984 | 28984 | 3306 | 2020 | solar PV | TRUE
63372 | N | . | Catlin Solar 1 LLC | Green Street Power Partners | 62719 | NY | MAT | NPCC |  | 22 | 2 | NAICS-22 Non-Cogen | PV | SUN | SUN | NYIS | A |  | 0 | 0 | 0 | 0 | 0 | 0 | 0 | 0 | 0 | 0 | 0 | 0 | 0 | 0 | 0 | 0 | 0 | 0 | 0 | 0 | 0 | 0 | 0 | 0 | 0 | 0 | 0 | 0 | 0 | 0 | 0 | 0 | 0 | 0 | 0 | 0 | 3187 | 3558 | 5144 | 5159 | 6774 | 6810 | 6477 | 5499 | 5408 | 3840 | 3536 | 2392 | 3187 | 3558 | 5144 | 5159 | 6774 | 6810 | 6477 | 5499 | 5408 | 3840 | 3536 | 2392 | 363.498 | 405.832 | 586.798 | 588.402 | 772.686 | 776.769 | 738.775 | 627.272 | 616.88 | 437.956 | 403.316 | 272.816 | 0 | 0 | 57784 | 57784 | 6591 | 2020 | solar PV | TRUE
63373 | N | . | Saratoga Solar LLC | Green Street Power Partners | 62719 | NY | MAT | NPCC |  | 22 | 2 | NAICS-22 Non-Cogen | PV | SUN | SUN | NYIS | A |  | 0 | 0 | 0 | 0 | 0 | 0 | 0 | 0 | 0 | 0 | 0 | 0 | 0 | 0 | 0 | 0 | 0 | 0 | 0 | 0 | 0 | 0 | 0 | 0 | 0 | 0 | 0 | 0 | 0 | 0 | 0 | 0 | 0 | 0 | 0 | 0 | 3424 | 3822 | 5527 | 5542 | 7278 | 7316 | 6958 | 5908 | 5810 | 4125 | 3799 | 2570 | 3424 | 3822 | 5527 | 5542 | 7278 | 7316 | 6958 | 5908 | 5810 | 4125 | 3799 | 2570 | 390.525 | 436.003 | 630.422 | 632.146 | 830.13 | 834.517 | 793.698 | 673.905 | 662.741 | 470.515 | 433.3 | 293.098 | 0 | 0 | 62079 | 62079 | 7081 | 2020 | solar PV | TRUE
63374 | N | . | CP Middletown Solar I LLC | Green Street Power Partners | 62719 | CT | NEW | NPCC |  | 22 | 2 | NAICS-22 Non-Cogen | PV | SUN | SUN | ISNE | A |  | 0 | 0 | 0 | 0 | 0 | 0 | 0 | 0 | 0 | 0 | 0 | 0 | 0 | 0 | 0 | 0 | 0 | 0 | 0 | 0 | 0 | 0 | 0 | 0 | 0 | 0 | 0 | 0 | 0 | 0 | 0 | 0 | 0 | 0 | 0 | 0 | 749 | 881 | 1256 | 1182 | 1657 | 1576 | 1564 | 1437 | 1314 | 934 | 784 | 545 | 749 | 881 | 1256 | 1182 | 1657 | 1576 | 1564 | 1437 | 1314 | 934 | 784 | 545 | 85.443 | 100.445 | 143.231 | 134.78 | 189.027 | 179.785 | 178.404 | 163.934 | 149.829 | 106.547 | 89.385 | 62.19 | 0 | 0 | 13879 | 13879 | 1583 | 2020 | solar PV | TRUE
63375 | N | . | CP Middletown Solar II LLC | Green Street Power Partners | 62719 | CT | NEW | NPCC |  | 22 | 2 | NAICS-22 Non-Cogen | PV | SUN | SUN | ISNE | A |  | 0 | 0 | 0 | 0 | 0 | 0 | 0 | 0 | 0 | 0 | 0 | 0 | 0 | 0 | 0 | 0 | 0 | 0 | 0 | 0 | 0 | 0 | 0 | 0 | 0 | 0 | 0 | 0 | 0 | 0 | 0 | 0 | 0 | 0 | 0 | 0 | 749 | 881 | 1256 | 1182 | 1657 | 1576 | 1564 | 1437 | 1314 | 934 | 784 | 545 | 749 | 881 | 1256 | 1182 | 1657 | 1576 | 1564 | 1437 | 1314 | 934 | 784 | 545 | 85.443 | 100.445 | 143.231 | 134.78 | 189.027 | 179.785 | 178.404 | 163.934 | 149.829 | 106.547 | 89.385 | 62.19 | 0 | 0 | 13879 | 13879 | 1583 | 2020 | solar PV | TRUE
63376 | N | . | Phelan Pinon Hills CSD Solar | Phelan Pinon Hills Community Services District | 63125 | CA | PACC | WECC |  | 22 | 2 | NAICS-22 Non-Cogen | PV | SUN | SUN | CISO | A |  | 0 | 0 | 0 | 0 | 0 | 0 | 0 | 0 | 0 | 0 | 0 | 0 | 0 | 0 | 0 | 0 | 0 | 0 | 0 | 0 | 0 | 0 | 0 | 0 | 0 | 0 | 0 | 0 | 0 | 0 | 0 | 0 | 0 | 0 | 0 | 0 | 1201 | 1629 | 1594 | 2008 | 2628 | 2617 | 2956 | 2449 | 1923 | 1778 | 1405 | 1113 | 1201 | 1629 | 1594 | 2008 | 2628 | 2617 | 2956 | 2449 | 1923 | 1778 | 1405 | 1113 | 137.034 | 185.757 | 181.774 | 229.086 | 299.817 | 298.558 | 337.226 | 279.382 | 219.37 | 202.77 | 160.305 | 126.921 | 0 | 0 | 23301 | 23301 | 2658 | 2020 | solar PV | TRUE
63379 | N | . | Mtn. Solar 3 CSG | Standard Solar | 60531 | CO | MTN | WECC |  | 22 | 2 | NAICS-22 Non-Cogen | PV | SUN | SUN | PSCO | A |  | 0 | 0 | 0 | 0 | 0 | 0 | 0 | 0 | 0 | 0 | 0 | 0 | 0 | 0 | 0 | 0 | 0 | 0 | 0 | 0 | 0 | 0 | 0 | 0 | 0 | 0 | 0 | 0 | 0 | 0 | 0 | 0 | 0 | 0 | 0 | 0 | 1683 | 1773 | 2715 | 3035 | 3524 | 3417 | 3541 | 2886 | 2813 | 2119 | 1826 | 1380 | 1683 | 1773 | 2715 | 3035 | 3524 | 3417 | 3541 | 2886 | 2813 | 2119 | 1826 | 1380 | 191.938 | 202.187 | 309.739 | 346.164 | 401.968 | 389.703 | 403.894 | 329.182 | 320.813 | 241.724 | 208.3 | 157.388 | 0 | 0 | 30712 | 30712 | 3503 | 2020 | solar PV | TRUE
63380 | N | . | Goodhue Community Solar One LLC CSG | Madison Energy Holdings LLC | 62915 | MN | WNC | MRO |  | 22 | 2 | NAICS-22 Non-Cogen | PV | SUN | SUN | MISO | A |  | . | 0 | 0 | 0 | 0 | 0 | 0 | 0 | 0 | 0 | 0 | 0 | . | 0 | 0 | 0 | 0 | 0 | 0 | 0 | 0 | 0 | 0 | 0 | . | 0 | 0 | 0 | 0 | 0 | 0 | 0 | 0 | 0 | 0 | 0 | . | 863 | 1047 | 1384 | 1440 | 1561 | 1505 | 1490 | 1051 | 786 | 602 | 377 | . | 863 | 1047 | 1384 | 1440 | 1561 | 1505 | 1490 | 1051 | 786 | 602 | 377 | . | 98.447 | 119.442 | 157.911 | 164.26 | 178.04 | 171.678 | 169.995 | 119.877 | 89.711 | 68.655 | 42.984 | 0 | 0 | 12106 | 12106 | 1381 | 2020 | solar PV | TRUE
63381 | N | . | Railroad Solar Farm, LLC | Alchemy Renewable Energy | 62627 | NC | SAT | SERC |  | 22 | 2 | NAICS-22 Non-Cogen | PV | SUN | SUN | CPLE | A |  | 0 | 0 | 0 | 0 | 0 | 0 | 0 | 0 | 0 | 0 | 0 | 0 | 0 | 0 | 0 | 0 | 0 | 0 | 0 | 0 | 0 | 0 | 0 | 0 | 0 | 0 | 0 | 0 | 0 | 0 | 0 | 0 | 0 | 0 | 0 | 0 | 3439 | 3534 | 4521 | 6140 | 6145 | 5979 | 6688 | 5370 | 4548 | 4611 | 3856 | 3259 | 3439 | 3534 | 4521 | 6140 | 6145 | 5979 | 6688 | 5370 | 4548 | 4611 | 3856 | 3259 | 392.281 | 403.148 | 515.666 | 700.409 | 700.966 | 681.953 | 762.816 | 612.509 | 518.745 | 525.917 | 439.857 | 371.733 | 0 | 0 | 58090 | 58090 | 6626 | 2020 | solar PV | TRUE
63383 | N | . | ATOOD Solar IV, LLC | Alchemy Renewable Energy | 62627 | NC | SAT | SERC |  | 22 | 2 | NAICS-22 Non-Cogen | PV | SUN | SUN | CPLE | A |  | 0 | 0 | 0 | 0 | 0 | 0 | 0 | 0 | 0 | 0 | 0 | 0 | 0 | 0 | 0 | 0 | 0 | 0 | 0 | 0 | 0 | 0 | 0 | 0 | 0 | 0 | 0 | 0 | 0 | 0 | 0 | 0 | 0 | 0 | 0 | 0 | 4228 | 4345 | 5558 | 7549 | 7555 | 7350 | 8222 | 6602 | 5591 | 5668 | 4741 | 4007 | 4228 | 4345 | 5558 | 7549 | 7555 | 7350 | 8222 | 6602 | 5591 | 5668 | 4741 | 4007 | 482.27 | 495.63 | 633.959 | 861.082 | 861.767 | 838.392 | 937.805 | 753.019 | 637.745 | 646.562 | 540.76 | 457.009 | 0 | 0 | 71416 | 71416 | 8146 | 2020 | solar PV | TRUE
63385 | N | . | Castaic Lake Phase II | Goldman Sachs Renewable Power Group | 61944 | CA | PACC | WECC |  | 22 | 2 | NAICS-22 Non-Cogen | PV | SUN | SUN | CISO | A |  | 0 | 0 | 0 | 0 | 0 | 0 | 0 | 0 | 0 | 0 | 0 | 0 | 0 | 0 | 0 | 0 | 0 | 0 | 0 | 0 | 0 | 0 | 0 | 0 | 0 | 0 | 0 | 0 | 0 | 0 | 0 | 0 | 0 | 0 | 0 | 0 | 2907 | 3940 | 3856 | 4859 | 6360 | 6333 | 7153 | 5926 | 4653 | 4301 | 3400 | 2692 | 2907 | 3940 | 3856 | 4859 | 6360 | 6333 | 7153 | 5926 | 4653 | 4301 | 3400 | 2692 | 331.554 | 449.436 | 439.8 | 554.272 | 725.403 | 722.357 | 815.914 | 675.962 | 530.764 | 490.599 | 387.855 | 307.084 | 0 | 0 | 56380 | 56380 | 6431 | 2020 | solar PV | TRUE
63388 | N | . | Oxy Renewable Energy - Goldsmith | Oxy Renewable Energy LLC | 63183 | TX | WSC | TRE |  | 22 | 2 | NAICS-22 Non-Cogen | PV | SUN | SUN | ERCO | A |  | . | . | . | . | 0 | 0 | 0 | 0 | 0 | 0 | 0 | 0 | . | . | . | . | 0 | 0 | 0 | 0 | 0 | 0 | 0 | 0 | . | . | . | . | 0 | 0 | 0 | 0 | 0 | 0 | 0 | 0 | . | . | . | . | 47521 | 51314 | 54798 | 48745 | 38798 | 32183 | 26505 | 24378 | . | . | . | . | 47521 | 51314 | 54798 | 48745 | 38798 | 32183 | 26505 | 24378 | . | . | . | . | 5420.468 | 5853.034 | 6250.468 | 5560.091 | 4425.433 | 3670.98 | 3023.251 | 2780.695 | 0 | 0 | 324242 | 324242 | 36984.42 | 2020 | solar PV | TRUE
63389 | N | . | Jordan Creek Wind Farm, LLC | Jordan Creek Wind Farm, LLC | 63128 | IN | ENC | RFC |  | 22 | 2 | NAICS-22 Non-Cogen | WT | WND | WND | MISO | M |  | . | . | . | . | . | . | . | . | . | . | . | 0 | . | . | . | . | . | . | . | . | . | . | . | 0 | . | . | . | . | . | . | . | . | . | . | . | 0 | . | . | . | . | . | . | . | . | . | . | . | 957137 | . | . | . | . | . | . | . | . | . | . | . | 957137 | . | . | . | . | . | . | . | . | . | . | . | 109175 | 0 | 0 | 957137 | 957137 | 109175 | 2020 | onshore wind | TRUE
63390 | N | . | Shelby Solar Array | AEP Onsite Partners, LLC | 60571 | OH | ENC | RFC |  | 22 | 2 | NAICS-22 Non-Cogen | PV | SUN | SUN | PJM | M |  | 0 | 0 | 0 | 0 | 0 | 0 | 0 | 0 | 0 | 0 | 0 | 0 | 0 | 0 | 0 | 0 | 0 | 0 | 0 | 0 | 0 | 0 | 0 | 0 | 0 | 0 | 0 | 0 | 0 | 0 | 0 | 0 | 0 | 0 | 0 | 0 | 666 | 1578 | 1797 | 2507 | 3314 | 4471 | 4524 | 4042 | 3147 | 1946 | 1666 | 824 | 666 | 1578 | 1797 | 2507 | 3314 | 4471 | 4524 | 4042 | 3147 | 1946 | 1666 | 824 | 76 | 180 | 205 | 286 | 378 | 510 | 516 | 461 | 359 | 222 | 190 | 94 | 0 | 0 | 30482 | 30482 | 3477 | 2020 | solar PV | TRUE
63391 | N | . | City of Rio Rancho WWTP | New Mexico Renewable Development LLC | 61724 | NM | MTN | WECC |  | 22 | 2 | NAICS-22 Non-Cogen | PV | SUN | SUN | PNM | A |  | 0 | 0 | 0 | 0 | 0 | 0 | 0 | 0 | 0 | 0 | 0 | 0 | 0 | 0 | 0 | 0 | 0 | 0 | 0 | 0 | 0 | 0 | 0 | 0 | 0 | 0 | 0 | 0 | 0 | 0 | 0 | 0 | 0 | 0 | 0 | 0 | 1484 | 1558 | 1781 | 2476 | 2760 | 2594 | 2537 | 2396 | 2109 | 2017 | 1621 | 1495 | 1484 | 1558 | 1781 | 2476 | 2760 | 2594 | 2537 | 2396 | 2109 | 2017 | 1621 | 1495 | 169.222 | 177.732 | 203.126 | 282.475 | 314.869 | 295.89 | 289.331 | 273.278 | 240.608 | 230.101 | 184.881 | 170.487 | 0 | 0 | 24828 | 24828 | 2832 | 2020 | solar PV | TRUE
63392 | N | . | DEC Phase II at Georgetown | Constellation Solar MC, LLC | 61419 | DE | SAT | RFC |  | 22 | 2 | NAICS-22 Non-Cogen | PV | SUN | SUN | PJM | A |  | 0 | 0 | 0 | 0 | 0 | 0 | 0 | 0 | 0 | 0 | 0 | 0 | 0 | 0 | 0 | 0 | 0 | 0 | 0 | 0 | 0 | 0 | 0 | 0 | 0 | 0 | 0 | 0 | 0 | 0 | 0 | 0 | 0 | 0 | 0 | 0 | 2818 | 2990 | 3959 | 4360 | 4849 | 4410 | 4725 | 4129 | 3491 | 3453 | 2928 | 2845 | 2818 | 2990 | 3959 | 4360 | 4849 | 4410 | 4725 | 4129 | 3491 | 3453 | 2928 | 2845 | 321.422 | 341.069 | 451.552 | 497.303 | 553.082 | 502.983 | 538.967 | 470.967 | 398.226 | 393.886 | 334 | 324.543 | 0 | 0 | 44957 | 44957 | 5128 | 2020 | solar PV | TRUE
63393 | N | . | Cuming County Renewables, LLC | Cuming County Renewables. LLC | 63124 | NE | WNC | MRO |  | 22 | 2 | NAICS-22 Non-Cogen | WT | WND | WND | SWPP | A |  | 0 | 0 | 0 | 0 | 0 | 0 | 0 | 0 | 0 | 0 | 0 | 0 | 0 | 0 | 0 | 0 | 0 | 0 | 0 | 0 | 0 | 0 | 0 | 0 | 0 | 0 | 0 | 0 | 0 | 0 | 0 | 0 | 0 | 0 | 0 | 0 | 9221 | 9707 | 9395 | 9090 | 7851 | 9892 | 7149 | 8493 | 9222 | 9425 | 10008 | 9915 | 9221 | 9707 | 9395 | 9090 | 7851 | 9892 | 7149 | 8493 | 9222 | 9425 | 10008 | 9915 | 1051.788 | 1107.223 | 1071.678 | 1036.88 | 895.508 | 1128.274 | 815.444 | 968.733 | 1051.921 | 1075.041 | 1141.513 | 1130.997 | 0 | 0 | 109368 | 109368 | 12475 | 2020 | onshore wind | TRUE
63394 | N | . | Falls Creek Garden | Falls Creek Garden LLC | 63143 | MN | WNC | MRO |  | 22 | 2 | NAICS-22 Non-Cogen | PV | SUN | SUN | MISO | A |  | . | 0 | 0 | 0 | 0 | 0 | 0 | 0 | 0 | 0 | 0 | 0 | . | 0 | 0 | 0 | 0 | 0 | 0 | 0 | 0 | 0 | 0 | 0 | . | 0 | 0 | 0 | 0 | 0 | 0 | 0 | 0 | 0 | 0 | 0 | . | 971 | 1178 | 1558 | 1620 | 1756 | 1694 | 1677 | 1183 | 885 | 677 | 424 | . | 971 | 1178 | 1558 | 1620 | 1756 | 1694 | 1677 | 1183 | 885 | 677 | 424 | . | 110.778 | 134.405 | 177.693 | 184.837 | 200.343 | 193.185 | 191.291 | 134.894 | 100.949 | 77.256 | 48.369 | 0 | 0 | 13623 | 13623 | 1554 | 2020 | solar PV | TRUE
63395 | N | . | Star Garden | Star Garden LLC | 63144 | MN | WNC | MRO |  | 22 | 2 | NAICS-22 Non-Cogen | PV | SUN | SUN | MISO | A |  | . | 0 | 0 | 0 | 0 | 0 | 0 | 0 | 0 | 0 | 0 | 0 | . | 0 | 0 | 0 | 0 | 0 | 0 | 0 | 0 | 0 | 0 | 0 | . | 0 | 0 | 0 | 0 | 0 | 0 | 0 | 0 | 0 | 0 | 0 | . | 772 | 937 | 1239 | 1289 | 1397 | 1347 | 1334 | 941 | 704 | 539 | 337 | . | 772 | 937 | 1239 | 1289 | 1397 | 1347 | 1334 | 941 | 704 | 539 | 337 | . | 88.109 | 106.901 | 141.331 | 147.014 | 159.346 | 153.653 | 152.146 | 107.29 | 80.292 | 61.447 | 38.471 | 0 | 0 | 10836 | 10836 | 1236 | 2020 | solar PV | TRUE
63396 | N | . | Buffalo Garden | Buffalo Garden LLC | 63157 | MN | WNC | MRO |  | 22 | 2 | NAICS-22 Non-Cogen | PV | SUN | SUN | MISO | A |  | . | . | 0 | 0 | 0 | 0 | 0 | 0 | 0 | 0 | 0 | 0 | . | . | 0 | 0 | 0 | 0 | 0 | 0 | 0 | 0 | 0 | 0 | . | . | 0 | 0 | 0 | 0 | 0 | 0 | 0 | 0 | 0 | 0 | . | . | 1035 | 1369 | 1424 | 1543 | 1488 | 1473 | 1039 | 778 | 595 | 373 | . | . | 1035 | 1369 | 1424 | 1543 | 1488 | 1473 | 1039 | 778 | 595 | 373 | . | . | 118.088 | 156.119 | 162.396 | 176.019 | 169.73 | 168.066 | 118.516 | 88.693 | 67.876 | 42.497 | 0 | 0 | 11117 | 11117 | 1268 | 2020 | solar PV | TRUE
63397 | N | . | Loon Garden | Loon Garden LLC | 63158 | MN | WNC | MRO |  | 22 | 2 | NAICS-22 Non-Cogen | PV | SUN | SUN | MISO | A |  | . | 0 | 0 | 0 | 0 | 0 | 0 | 0 | 0 | 0 | 0 | 0 | . | 0 | 0 | 0 | 0 | 0 | 0 | 0 | 0 | 0 | 0 | 0 | . | 0 | 0 | 0 | 0 | 0 | 0 | 0 | 0 | 0 | 0 | 0 | . | 994 | 1206 | 1595 | 1659 | 1798 | 1734 | 1717 | 1211 | 906 | 693 | 434 | . | 994 | 1206 | 1595 | 1659 | 1798 | 1734 | 1717 | 1211 | 906 | 693 | 434 | . | 113.415 | 137.605 | 181.924 | 189.238 | 205.113 | 197.784 | 195.845 | 138.106 | 103.353 | 79.096 | 49.521 | 0 | 0 | 13947 | 13947 | 1591 | 2020 | solar PV | TRUE
63398 | N | . | Kearsarge Amesbury Hybrid | Kearsarge Amesbury LLC | 63163 | MA | NEW | NPCC |  | 22 | 2 | NAICS-22 Non-Cogen | BA | MWH | OTH | ISNE | A | megawatthours | 70 | 60 | 67 | 65 | 67 | 49 | 64 | 68 | 67 | 69 | 67 | 68 | 70 | 60 | 67 | 65 | 67 | 49 | 64 | 68 | 67 | 69 | 67 | 68 | 0 | 0 | 0 | 0 | 0 | 0 | 0 | 0 | 0 | 0 | 0 | 0 | 0 | 0 | 0 | 0 | 0 | 0 | 0 | 0 | 0 | 0 | 0 | 0 | 0 | 0 | 0 | 0 | 0 | 0 | 0 | 0 | 0 | 0 | 0 | 0 | -7.308 | -6.219 | -6.901 | -6.757 | -6.964 | -5.116 | -6.686 | -7.009 | -6.924 | -7.134 | -6.969 | -7.013 | 781 | 781 | 0 | 0 | -81 | 2020 | other | TRUE
63398 | N | . | Kearsarge Amesbury Hybrid | Kearsarge Amesbury LLC | 63163 | MA | NEW | NPCC |  | 22 | 2 | NAICS-22 Non-Cogen | PV | SUN | SUN | ISNE | A |  | 0 | 0 | 0 | 0 | 0 | 0 | 0 | 0 | 0 | 0 | 0 | 0 | 0 | 0 | 0 | 0 | 0 | 0 | 0 | 0 | 0 | 0 | 0 | 0 | 0 | 0 | 0 | 0 | 0 | 0 | 0 | 0 | 0 | 0 | 0 | 0 | 2182 | 2858 | 4349 | 4170 | 5879 | 5555 | 5470 | 5171 | 4490 | 3264 | 2334 | 1777 | 2182 | 2858 | 4349 | 4170 | 5879 | 5555 | 5470 | 5171 | 4490 | 3264 | 2334 | 1777 | 248.918 | 326.044 | 496.104 | 475.666 | 670.598 | 633.578 | 623.938 | 589.81 | 512.107 | 372.319 | 266.273 | 202.645 | 0 | 0 | 47499 | 47499 | 5418 | 2020 | solar PV | TRUE
63399 | N | . | Galesburg Solar Array | AEP Onsite Partners, LLC | 60571 | IL | ENC | SERC |  | 22 | 2 | NAICS-22 Non-Cogen | PV | SUN | SUN | MISO | A |  | . | . | 0 | 0 | 0 | 0 | 0 | 0 | 0 | 0 | 0 | 0 | . | . | 0 | 0 | 0 | 0 | 0 | 0 | 0 | 0 | 0 | 0 | . | . | 0 | 0 | 0 | 0 | 0 | 0 | 0 | 0 | 0 | 0 | . | . | 1504 | 2201 | 2439 | 2917 | 3020 | 3018 | 2191 | 1744 | 1498 | 1043 | . | . | 1504 | 2201 | 2439 | 2917 | 3020 | 3018 | 2191 | 1744 | 1498 | 1043 | . | . | 171.549 | 251.022 | 278.252 | 332.712 | 344.512 | 344.26 | 249.963 | 198.931 | 170.844 | 118.955 | 0 | 0 | 21575 | 21575 | 2461 | 2020 | solar PV | TRUE
63400 | N | . | Stearns Solar I | Stearns Solar I LLC | 63159 | MN | WNC | MRO |  | 22 | 2 | NAICS-22 Non-Cogen | PV | SUN | SUN | MISO | A |  | 0 | 0 | 0 | 0 | 0 | 0 | 0 | 0 | 0 | 0 | 0 | 0 | 0 | 0 | 0 | 0 | 0 | 0 | 0 | 0 | 0 | 0 | 0 | 0 | 0 | 0 | 0 | 0 | 0 | 0 | 0 | 0 | 0 | 0 | 0 | 0 | 584 | 1295 | 1571 | 2077 | 2160 | 2341 | 2258 | 2235 | 1576 | 1180 | 903 | 565 | 584 | 1295 | 1571 | 2077 | 2160 | 2341 | 2258 | 2235 | 1576 | 1180 | 903 | 565 | 66.585 | 147.662 | 179.156 | 236.857 | 246.38 | 267.049 | 257.507 | 254.982 | 179.808 | 134.561 | 102.979 | 64.474 | 0 | 0 | 18745 | 18745 | 2138 | 2020 | solar PV | TRUE
63401 | N | . | Olinda Trail Solar | Olinda Trail Solar LLC | 63160 | MN | WNC | MRO |  | 22 | 2 | NAICS-22 Non-Cogen | PV | SUN | SUN | MISO | A |  | 0 | 0 | 0 | 0 | 0 | 0 | 0 | 0 | 0 | 0 | 0 | 0 | 0 | 0 | 0 | 0 | 0 | 0 | 0 | 0 | 0 | 0 | 0 | 0 | 0 | 0 | 0 | 0 | 0 | 0 | 0 | 0 | 0 | 0 | 0 | 0 | 561 | 1244 | 1510 | 1996 | 2076 | 2250 | 2170 | 2149 | 1515 | 1134 | 868 | 543 | 561 | 1244 | 1510 | 1996 | 2076 | 2250 | 2170 | 2149 | 1515 | 1134 | 868 | 543 | 64.002 | 141.929 | 172.201 | 227.662 | 236.815 | 256.682 | 247.51 | 245.083 | 172.827 | 129.337 | 98.981 | 61.971 | 0 | 0 | 18016 | 18016 | 2055 | 2020 | solar PV | TRUE
63402 | N | . | New Munich Solar | New Munich Solar LLC | 63161 | MN | WNC | MRO |  | 22 | 2 | NAICS-22 Non-Cogen | PV | SUN | SUN | MISO | A |  | 0 | 0 | 0 | 0 | 0 | 0 | 0 | 0 | 0 | 0 | 0 | 0 | 0 | 0 | 0 | 0 | 0 | 0 | 0 | 0 | 0 | 0 | 0 | 0 | 0 | 0 | 0 | 0 | 0 | 0 | 0 | 0 | 0 | 0 | 0 | 0 | 598 | 1325 | 1608 | 2126 | 2212 | 2397 | 2311 | 2289 | 1614 | 1208 | 924 | 579 | 598 | 1325 | 1608 | 2126 | 2212 | 2397 | 2311 | 2289 | 1614 | 1208 | 924 | 579 | 68.173 | 151.184 | 183.43 | 242.507 | 252.257 | 273.419 | 263.65 | 261.065 | 184.097 | 137.771 | 105.435 | 66.012 | 0 | 0 | 19191 | 19191 | 2189 | 2020 | solar PV | TRUE
63403 | N | . | Clara City Solar | Clara City Solar LLC | 63162 | MN | WNC | MRO |  | 22 | 2 | NAICS-22 Non-Cogen | PV | SUN | SUN | MISO | A |  | 0 | 0 | 0 | 0 | 0 | 0 | 0 | 0 | 0 | 0 | 0 | 0 | 0 | 0 | 0 | 0 | 0 | 0 | 0 | 0 | 0 | 0 | 0 | 0 | 0 | 0 | 0 | 0 | 0 | 0 | 0 | 0 | 0 | 0 | 0 | 0 | 105 | 233 | 283 | 374 | 389 | 422 | 407 | 403 | 284 | 212 | 163 | 102 | 105 | 233 | 283 | 374 | 389 | 422 | 407 | 403 | 284 | 212 | 163 | 102 | 11.99 | 26.59 | 32.261 | 42.652 | 44.367 | 48.089 | 46.371 | 45.916 | 32.379 | 24.231 | 18.544 | 11.61 | 0 | 0 | 3377 | 3377 | 385 | 2020 | solar PV | TRUE
63404 | N | . | Thermo Fisher | Goldman Sachs Renewable Power Group | 61944 | NJ | MAT | RFC |  | 22 | 2 | NAICS-22 Non-Cogen | PV | SUN | SUN | PJM | A |  | 0 | 0 | 0 | 0 | 0 | 0 | 0 | 0 | 0 | 0 | 0 | 0 | 0 | 0 | 0 | 0 | 0 | 0 | 0 | 0 | 0 | 0 | 0 | 0 | 0 | 0 | 0 | 0 | 0 | 0 | 0 | 0 | 0 | 0 | 0 | 0 | 930 | 1045 | 1497 | 1557 | 2037 | 2139 | 2014 | 1740 | 1599 | 1155 | 1060 | 734 | 930 | 1045 | 1497 | 1557 | 2037 | 2139 | 2014 | 1740 | 1599 | 1155 | 1060 | 734 | 106.119 | 119.225 | 170.758 | 177.57 | 232.391 | 243.947 | 229.76 | 198.521 | 182.408 | 131.721 | 120.869 | 83.711 | 0 | 0 | 17507 | 17507 | 1997 | 2020 | solar PV | TRUE
63405 | N | . | Pearl II | Forefront Power, LLC | 62856 | NY | MAT | NPCC |  | 22 | 2 | NAICS-22 Non-Cogen | PV | SUN | SUN | NYIS | A |  | 0 | 0 | 0 | 0 | 0 | 0 | 0 | 0 | 0 | 0 | 0 | 0 | 0 | 0 | 0 | 0 | 0 | 0 | 0 | 0 | 0 | 0 | 0 | 0 | 0 | 0 | 0 | 0 | 0 | 0 | 0 | 0 | 0 | 0 | 0 | 0 | 1587 | 1772 | 2562 | 2569 | 3373 | 3391 | 3225 | 2738 | 2693 | 1912 | 1761 | 1191 | 1587 | 1772 | 2562 | 2569 | 3373 | 3391 | 3225 | 2738 | 2693 | 1912 | 1761 | 1191 | 181.005 | 202.085 | 292.197 | 292.996 | 384.76 | 386.794 | 367.874 | 312.351 | 307.176 | 218.081 | 200.832 | 135.849 | 0 | 0 | 28774 | 28774 | 3282 | 2020 | solar PV | TRUE
63406 | N | . | Vermillion River_MN_GRE DEA-GM | SoCore Energy LLC | 60520 | MN | WNC | MRO |  | 22 | 2 | NAICS-22 Non-Cogen | PV | SUN | SUN | MISO | A |  | 0 | 0 | 0 | 0 | 0 | 0 | 0 | 0 | 0 | 0 | 0 | 0 | 0 | 0 | 0 | 0 | 0 | 0 | 0 | 0 | 0 | 0 | 0 | 0 | 0 | 0 | 0 | 0 | 0 | 0 | 0 | 0 | 0 | 0 | 0 | 0 | 1282 | 2843 | 3450 | 4561 | 4744 | 5142 | 4959 | 4910 | 3462 | 2591 | 1983 | 1242 | 1282 | 2843 | 3450 | 4561 | 4744 | 5142 | 4959 | 4910 | 3462 | 2591 | 1983 | 1242 | 146.252 | 324.33 | 393.506 | 520.244 | 541.161 | 586.558 | 565.6 | 560.054 | 394.938 | 295.556 | 226.188 | 141.613 | 0 | 0 | 41169 | 41169 | 4696 | 2020 | solar PV | TRUE
63407 | N | . | Macedon | Solar Planet Power | 62923 | NY | MAT | NPCC |  | 22 | 2 | NAICS-22 Non-Cogen | PV | SUN | SUN | NYIS | A |  | 0 | 0 | 0 | 0 | 0 | 0 | 0 | 0 | 0 | 0 | 0 | 0 | 0 | 0 | 0 | 0 | 0 | 0 | 0 | 0 | 0 | 0 | 0 | 0 | 0 | 0 | 0 | 0 | 0 | 0 | 0 | 0 | 0 | 0 | 0 | 0 | 1385 | 1547 | 2236 | 2242 | 2945 | 2960 | 2815 | 2390 | 2351 | 1669 | 1537 | 1040 | 1385 | 1547 | 2236 | 2242 | 2945 | 2960 | 2815 | 2390 | 2351 | 1669 | 1537 | 1040 | 158.008 | 176.409 | 255.071 | 255.769 | 335.874 | 337.649 | 321.133 | 272.665 | 268.147 | 190.372 | 175.315 | 118.588 | 0 | 0 | 25117 | 25117 | 2865 | 2020 | solar PV | TRUE
63408 | N | . | Whittier | Solar Planet Power | 62923 | NY | MAT | NPCC |  | 22 | 2 | NAICS-22 Non-Cogen | PV | SUN | SUN | NYIS | A |  | 0 | 0 | 0 | 0 | 0 | 0 | 0 | 0 | 0 | 0 | 0 | 0 | 0 | 0 | 0 | 0 | 0 | 0 | 0 | 0 | 0 | 0 | 0 | 0 | 0 | 0 | 0 | 0 | 0 | 0 | 0 | 0 | 0 | 0 | 0 | 0 | 1300 | 1451 | 2098 | 2104 | 2763 | 2777 | 2641 | 2243 | 2206 | 1566 | 1442 | 975 | 1300 | 1451 | 2098 | 2104 | 2763 | 2777 | 2641 | 2243 | 2206 | 1566 | 1442 | 975 | 148.247 | 165.51 | 239.313 | 239.967 | 315.123 | 316.789 | 301.294 | 255.819 | 251.581 | 178.611 | 164.484 | 111.262 | 0 | 0 | 23566 | 23566 | 2688 | 2020 | solar PV | TRUE
63409 | N | . | Williamson | Solar Planet Power | 62923 | NY | MAT | NPCC |  | 22 | 2 | NAICS-22 Non-Cogen | PV | SUN | SUN | NYIS | A |  | 0 | 0 | 0 | 0 | 0 | 0 | 0 | 0 | 0 | 0 | 0 | 0 | 0 | 0 | 0 | 0 | 0 | 0 | 0 | 0 | 0 | 0 | 0 | 0 | 0 | 0 | 0 | 0 | 0 | 0 | 0 | 0 | 0 | 0 | 0 | 0 | 1340 | 1496 | 2163 | 2169 | 2848 | 2863 | 2723 | 2312 | 2274 | 1614 | 1487 | 1006 | 1340 | 1496 | 2163 | 2169 | 2848 | 2863 | 2723 | 2312 | 2274 | 1614 | 1487 | 1006 | 152.821 | 170.621 | 246.703 | 247.377 | 324.854 | 326.571 | 310.597 | 263.719 | 259.35 | 184.126 | 169.563 | 114.698 | 0 | 0 | 24295 | 24295 | 2771 | 2020 | solar PV | TRUE
63410 | N | . | Bennett | Solar Planet Power | 62923 | NY | MAT | NPCC |  | 22 | 2 | NAICS-22 Non-Cogen | PV | SUN | SUN | NYIS | A |  | 0 | 0 | 0 | 0 | 0 | 0 | 0 | 0 | 0 | 0 | 0 | 0 | 0 | 0 | 0 | 0 | 0 | 0 | 0 | 0 | 0 | 0 | 0 | 0 | 0 | 0 | 0 | 0 | 0 | 0 | 0 | 0 | 0 | 0 | 0 | 0 | 966 | 1078 | 1559 | 1563 | 2052 | 2063 | 1962 | 1666 | 1639 | 1163 | 1071 | 725 | 966 | 1078 | 1559 | 1563 | 2052 | 2063 | 1962 | 1666 | 1639 | 1163 | 1071 | 725 | 110.136 | 122.963 | 177.793 | 178.279 | 234.115 | 235.353 | 223.841 | 190.056 | 186.908 | 132.696 | 122.2 | 82.66 | 0 | 0 | 17507 | 17507 | 1997 | 2020 | solar PV | TRUE
63411 | N | . | Greenwich Solar 1, LLC CSG | AES Distributed Energy | 61012 | NY | MAT | NPCC |  | 22 | 2 | NAICS-22 Non-Cogen | PV | SUN | SUN | NYIS | A |  | . | . | . | . | . | . | . | . | . | . | . | 0 | . | . | . | . | . | . | . | . | . | . | . | 0 | . | . | . | . | . | . | . | . | . | . | . | 0 | . | . | . | . | . | . | . | . | . | . | . | 0 | . | . | . | . | . | . | . | . | . | . | . | 0 | . | . | . | . | . | . | . | . | . | . | . | 0 | 0 | 0 | 0 | 0 | 0 | 2020 | solar PV | TRUE
63413 | N | . | LTMUA | Goldman Sachs Renewable Power Group | 61944 | NJ | MAT | RFC |  | 22 | 2 | NAICS-22 Non-Cogen | PV | SUN | SUN | PJM | A |  | 0 | 0 | 0 | 0 | 0 | 0 | 0 | 0 | 0 | 0 | 0 | 0 | 0 | 0 | 0 | 0 | 0 | 0 | 0 | 0 | 0 | 0 | 0 | 0 | 0 | 0 | 0 | 0 | 0 | 0 | 0 | 0 | 0 | 0 | 0 | 0 | 758 | 852 | 1220 | 1268 | 1660 | 1742 | 1641 | 1418 | 1303 | 941 | 863 | 598 | 758 | 852 | 1220 | 1268 | 1660 | 1742 | 1641 | 1418 | 1303 | 941 | 863 | 598 | 86.457 | 97.135 | 139.12 | 144.67 | 189.334 | 198.749 | 187.191 | 161.739 | 148.612 | 107.316 | 98.475 | 68.202 | 0 | 0 | 14264 | 14264 | 1627 | 2020 | solar PV | TRUE
63414 | N | . | IOS II-LAX9 | IOS II LLC | 61620 | CA | PACC | WECC |  | 22 | 2 | NAICS-22 Non-Cogen | PV | SUN | SUN | CISO | A |  | . | 0 | 0 | 0 | 0 | 0 | 0 | 0 | 0 | 0 | 0 | 0 | . | 0 | 0 | 0 | 0 | 0 | 0 | 0 | 0 | 0 | 0 | 0 | . | 0 | 0 | 0 | 0 | 0 | 0 | 0 | 0 | 0 | 0 | 0 | . | 1057 | 1035 | 1304 | 1707 | 1700 | 1920 | 1590 | 1249 | 1154 | 913 | 723 | . | 1057 | 1035 | 1304 | 1707 | 1700 | 1920 | 1590 | 1249 | 1154 | 913 | 723 | . | 120.622 | 118.036 | 148.758 | 194.687 | 193.87 | 218.979 | 181.418 | 142.449 | 131.67 | 104.094 | 82.417 | 0 | 0 | 14352 | 14352 | 1637 | 2020 | solar PV | TRUE
63415 | N | . | Middletown Solar 1, LLC Hybrid CSG | AES Distributed Energy | 61012 | NY | MAT | NPCC |  | 22 | 2 | NAICS-22 Non-Cogen | BA | MWH | OTH | NYIS | A | megawatthours | . | . | . | . | . | . | . | . | . | . | . | 0 | . | . | . | . | . | . | . | . | . | . | . | 0 | . | . | . | . | . | . | . | . | . | . | . | 0 | . | . | . | . | . | . | . | . | . | . | . | 0 | . | . | . | . | . | . | . | . | . | . | . | 0 | . | . | . | . | . | . | . | . | . | . | . | 0 | 0 | 0 | 0 | 0 | 0 | 2020 | other | TRUE
63415 | N | . | Middletown Solar 1, LLC Hybrid CSG | AES Distributed Energy | 61012 | NY | MAT | NPCC |  | 22 | 2 | NAICS-22 Non-Cogen | PV | SUN | SUN | NYIS | A |  | . | . | . | . | . | . | . | . | . | . | . | 0 | . | . | . | . | . | . | . | . | . | . | . | 0 | . | . | . | . | . | . | . | . | . | . | . | 0 | . | . | . | . | . | . | . | . | . | . | . | 0 | . | . | . | . | . | . | . | . | . | . | . | 0 | . | . | . | . | . | . | . | . | . | . | . | 0 | 0 | 0 | 0 | 0 | 0 | 2020 | solar PV | TRUE
63416 | N | . | Sierra Pacific Industries (2042-RD) | Sierra Pacific Industries Inc | 17164 | CA | PACC | WECC |  | 321 | 6 | Industrial NAICS Non-Cogen | PV | SUN | SUN | CISO | A |  | . | . | . | . | 0 | 0 | 0 | 0 | 0 | 0 | 0 | 0 | . | . | . | . | 0 | 0 | 0 | 0 | 0 | 0 | 0 | 0 | . | . | . | . | 0 | 0 | 0 | 0 | 0 | 0 | 0 | 0 | . | . | . | . | 18216 | 18139 | 20489 | 16974 | 13328 | 12320 | 9740 | 7711 | . | . | . | . | 18216 | 18139 | 20489 | 16974 | 13328 | 12320 | 9740 | 7711 | . | . | . | . | 2077.773 | 2069.046 | 2337.022 | 1936.158 | 1520.266 | 1405.223 | 1110.932 | 879.58 | 0 | 0 | 116917 | 116917 | 13336 | 2020 | solar PV | FALSE
63417 | N | . | Goodhue Community Solar Three LLC CSG | Madison Energy Holdings LLC | 62915 | MN | WNC | MRO |  | 22 | 2 | NAICS-22 Non-Cogen | PV | SUN | SUN | MISO | A |  | . | 0 | 0 | 0 | 0 | 0 | 0 | 0 | 0 | 0 | 0 | 0 | . | 0 | 0 | 0 | 0 | 0 | 0 | 0 | 0 | 0 | 0 | 0 | . | 0 | 0 | 0 | 0 | 0 | 0 | 0 | 0 | 0 | 0 | 0 | . | 835 | 1013 | 1339 | 1393 | 1510 | 1456 | 1442 | 1017 | 761 | 582 | 365 | . | 835 | 1013 | 1339 | 1393 | 1510 | 1456 | 1442 | 1017 | 761 | 582 | 365 | . | 95.238 | 115.55 | 152.766 | 158.908 | 172.238 | 166.084 | 164.456 | 115.97 | 86.788 | 66.418 | 41.584 | 0 | 0 | 11713 | 11713 | 1336 | 2020 | solar PV | TRUE
63418 | N | . | DGS Wasco State Prison | Forefront Power, LLC | 62856 | CA | PACC | WECC |  | 22 | 2 | NAICS-22 Non-Cogen | PV | SUN | SUN | CISO | A |  | . | . | . | . | . | . | 0 | 0 | 0 | 0 | 0 | 0 | . | . | . | . | . | . | 0 | 0 | 0 | 0 | 0 | 0 | . | . | . | . | . | . | 0 | 0 | 0 | 0 | 0 | 0 | . | . | . | . | . | . | 4845 | 4014 | 3152 | 2913 | 2303 | 1824 | . | . | . | . | . | . | 4845 | 4014 | 3152 | 2913 | 2303 | 1824 | . | . | . | . | . | . | 552.644 | 457.851 | 359.503 | 332.298 | 262.706 | 207.998 | 0 | 0 | 19051 | 19051 | 2173 | 2020 | solar PV | TRUE
63419 | N | . | DGS Central California Womens Facility | Forefront Power, LLC | 62856 | CA | PACC | WECC |  | 22 | 2 | NAICS-22 Non-Cogen | PV | SUN | SUN | CISO | A |  | . | . | . | . | . | . | . | . | . | . | . | 0 | . | . | . | . | . | . | . | . | . | . | . | 0 | . | . | . | . | . | . | . | . | . | . | . | 0 | . | . | . | . | . | . | . | . | . | . | . | 491 | . | . | . | . | . | . | . | . | . | . | . | 491 | . | . | . | . | . | . | . | . | . | . | . | 56 | 0 | 0 | 491 | 491 | 56 | 2020 | solar PV | TRUE
63420 | N | . | Fresno Bullard High School Hybrid | Forefront Power, LLC | 62856 | CA | PACC | WECC |  | 22 | 2 | NAICS-22 Non-Cogen | BA | MWH | OTH | CISO | A | megawatthours | . | . | 3 | 4 | 4 | 3 | 4 | 4 | 4 | 4 | 4 | 4 | . | . | 3 | 4 | 4 | 3 | 4 | 4 | 4 | 4 | 4 | 4 | . | . | 0 | 0 | 0 | 0 | 0 | 0 | 0 | 0 | 0 | 0 | . | . | 0 | 0 | 0 | 0 | 0 | 0 | 0 | 0 | 0 | 0 | . | . | 0 | 0 | 0 | 0 | 0 | 0 | 0 | 0 | 0 | 0 | . | . | -0.646 | -0.572 | -0.554 | -0.492 | -0.582 | -0.58 | -0.627 | -0.67 | -0.66 | -0.617 | 38 | 38 | 0 | 0 | -6 | 2020 | other | TRUE
63420 | N | . | Fresno Bullard High School Hybrid | Forefront Power, LLC | 62856 | CA | PACC | WECC |  | 22 | 2 | NAICS-22 Non-Cogen | PV | SUN | SUN | CISO | A |  | . | . | 0 | 0 | 0 | 0 | 0 | 0 | 0 | 0 | 0 | 0 | . | . | 0 | 0 | 0 | 0 | 0 | 0 | 0 | 0 | 0 | 0 | . | . | 0 | 0 | 0 | 0 | 0 | 0 | 0 | 0 | 0 | 0 | . | . | 1188 | 1497 | 1960 | 1951 | 2204 | 1826 | 1434 | 1325 | 1048 | 830 | . | . | 1188 | 1497 | 1960 | 1951 | 2204 | 1826 | 1434 | 1325 | 1048 | 830 | . | . | 135.52 | 170.794 | 223.526 | 222.588 | 251.417 | 208.292 | 163.55 | 151.174 | 119.514 | 94.625 | 0 | 0 | 15263 | 15263 | 1741 | 2020 | solar PV | TRUE
63421 | N | . | Fresno Hoover High School Hybrid | Forefront Power, LLC | 62856 | CA | PACC | WECC |  | 22 | 2 | NAICS-22 Non-Cogen | BA | MWH | OTH | CISO | A | megawatthours | . | . | 1 | 1 | 1 | 1 | 1 | 1 | 1 | 1 | 1 | 1 | . | . | 1 | 1 | 1 | 1 | 1 | 1 | 1 | 1 | 1 | 1 | . | . | 0 | 0 | 0 | 0 | 0 | 0 | 0 | 0 | 0 | 0 | . | . | 0 | 0 | 0 | 0 | 0 | 0 | 0 | 0 | 0 | 0 | . | . | 0 | 0 | 0 | 0 | 0 | 0 | 0 | 0 | 0 | 0 | . | . | -0.107 | -0.095 | -0.092 | -0.082 | -0.097 | -0.097 | -0.105 | -0.112 | -0.11 | -0.103 | 10 | 10 | 0 | 0 | -1 | 2020 | other | TRUE
63421 | N | . | Fresno Hoover High School Hybrid | Forefront Power, LLC | 62856 | CA | PACC | WECC |  | 22 | 2 | NAICS-22 Non-Cogen | PV | SUN | SUN | CISO | A |  | . | . | 0 | 0 | 0 | 0 | 0 | 0 | 0 | 0 | 0 | 0 | . | . | 0 | 0 | 0 | 0 | 0 | 0 | 0 | 0 | 0 | 0 | . | . | 0 | 0 | 0 | 0 | 0 | 0 | 0 | 0 | 0 | 0 | . | . | 1166 | 1469 | 1923 | 1914 | 2162 | 1791 | 1407 | 1300 | 1028 | 814 | . | . | 1166 | 1469 | 1923 | 1914 | 2162 | 1791 | 1407 | 1300 | 1028 | 814 | . | . | 132.95 | 167.557 | 219.29 | 218.369 | 246.651 | 204.344 | 160.45 | 148.308 | 117.249 | 92.832 | 0 | 0 | 14974 | 14974 | 1708 | 2020 | solar PV | TRUE
63422 | N | . | Fresno Sunnyside High School Hybrid | Forefront Power, LLC | 62856 | CA | PACC | WECC |  | 22 | 2 | NAICS-22 Non-Cogen | BA | MWH | OTH | CISO | A | megawatthours | . | . | . | . | . | . | . | . | . | . | . | 2 | . | . | . | . | . | . | . | . | . | . | . | 2 | . | . | . | . | . | . | . | . | . | . | . | 0 | . | . | . | . | . | . | . | . | . | . | . | 0 | . | . | . | . | . | . | . | . | . | . | . | 0 | . | . | . | . | . | . | . | . | . | . | . | -2 | 2 | 2 | 0 | 0 | -2 | 2020 | other | TRUE
63422 | N | . | Fresno Sunnyside High School Hybrid | Forefront Power, LLC | 62856 | CA | PACC | WECC |  | 22 | 2 | NAICS-22 Non-Cogen | PV | SUN | SUN | CISO | A |  | . | . | . | . | . | . | . | . | . | . | . | 0 | . | . | . | . | . | . | . | . | . | . | . | 0 | . | . | . | . | . | . | . | . | . | . | . | 0 | . | . | . | . | . | . | . | . | . | . | . | 2753 | . | . | . | . | . | . | . | . | . | . | . | 2753 | . | . | . | . | . | . | . | . | . | . | . | 314 | 0 | 0 | 2753 | 2753 | 314 | 2020 | solar PV | TRUE
63423 | Y | . | BYU Central Heating Plant | Brigham Young University (BYU) | 63170 | UT | MTN | WECC |  | 22 | 3 | NAICS-22 Cogen | GT | NG | NG | PACE | A | mcf | 46206 | 44218 | 30694 | 23398 | 30758 | 39183 | 53740 | 60397 | 52513 | 43330 | 34260 | 49108 | 46206 | 44218 | 30694 | 23398 | 30758 | 39183 | 53740 | 60397 | 52513 | 43330 | 34260 | 49108 | 1.025 | 1.025 | 1.025 | 1.025 | 1.025 | 1.025 | 1.025 | 1.025 | 1.025 | 1.025 | 1.025 | 1.025 | 47361 | 45323 | 31461 | 23983 | 31527 | 40163 | 55084 | 61907 | 53826 | 44413 | 35117 | 50336 | 47361 | 45323 | 31461 | 23983 | 31527 | 40163 | 55084 | 61907 | 53826 | 44413 | 35117 | 50336 | 5018.721 | 4802.848 | 3333.891 | 2541.439 | 3340.781 | 4255.968 | 5837.037 | 6560.106 | 5703.738 | 4706.348 | 3721.15 | 5333.973 | 507805 | 507805 | 520501 | 520501 | 55156 | 2020 | natural gas peaker | TRUE
63424 | N | . | Straight Garden Solar | Straight Garden LLC | 63171 | MN | WNC | MRO |  | 22 | 2 | NAICS-22 Non-Cogen | PV | SUN | SUN | MISO | A |  | . | . | 0 | 0 | 0 | 0 | 0 | 0 | 0 | 0 | 0 | 0 | . | . | 0 | 0 | 0 | 0 | 0 | 0 | 0 | 0 | 0 | 0 | . | . | 0 | 0 | 0 | 0 | 0 | 0 | 0 | 0 | 0 | 0 | . | . | 1122 | 1483 | 1543 | 1672 | 1612 | 1597 | 1126 | 843 | 645 | 404 | . | . | 1122 | 1483 | 1543 | 1672 | 1612 | 1597 | 1126 | 843 | 645 | 404 | . | . | 127.957 | 169.17 | 175.972 | 190.734 | 183.919 | 182.116 | 128.424 | 96.108 | 73.551 | 46.049 | 0 | 0 | 12047 | 12047 | 1374 | 2020 | solar PV | TRUE
63425 | N | . | Leven Garden Solar | Leven Garden LLC | 63172 | MN | WNC | MRO |  | 22 | 2 | NAICS-22 Non-Cogen | PV | SUN | SUN | MISO | A |  | . | . | . | . | 0 | 0 | 0 | 0 | 0 | 0 | 0 | 0 | . | . | . | . | 0 | 0 | 0 | 0 | 0 | 0 | 0 | 0 | . | . | . | . | 0 | 0 | 0 | 0 | 0 | 0 | 0 | 0 | . | . | . | . | 1440 | 1561 | 1505 | 1490 | 1051 | 786 | 602 | 377 | . | . | . | . | 1440 | 1561 | 1505 | 1490 | 1051 | 786 | 602 | 377 | . | . | . | . | 164.227 | 178.004 | 171.644 | 169.961 | 119.853 | 89.693 | 68.642 | 42.976 | 0 | 0 | 8812 | 8812 | 1005 | 2020 | solar PV | TRUE
63426 | N | . | Zumbro Solar Garden | Zumbro Garden LLC | 63173 | MN | WNC | MRO |  | 22 | 2 | NAICS-22 Non-Cogen | PV | SUN | SUN | MISO | A |  | . | . | . | 0 | 0 | 0 | 0 | 0 | 0 | 0 | 0 | 0 | . | . | . | 0 | 0 | 0 | 0 | 0 | 0 | 0 | 0 | 0 | . | . | . | 0 | 0 | 0 | 0 | 0 | 0 | 0 | 0 | 0 | . | . | . | 1653 | 1720 | 1864 | 1797 | 1780 | 1255 | 939 | 719 | 450 | . | . | . | 1653 | 1720 | 1864 | 1797 | 1780 | 1255 | 939 | 719 | 450 | . | . | . | 188.579 | 196.161 | 212.617 | 205.02 | 203.01 | 143.158 | 107.134 | 81.989 | 51.332 | 0 | 0 | 12177 | 12177 | 1389 | 2020 | solar PV | TRUE
63427 | N | . | Mud Garden Solar | Mud Garden LLC | 63175 | MN | WNC | MRO |  | 22 | 2 | NAICS-22 Non-Cogen | PV | SUN | SUN | MISO | A |  | . | . | 0 | 0 | 0 | 0 | 0 | 0 | 0 | 0 | 0 | 0 | . | . | 0 | 0 | 0 | 0 | 0 | 0 | 0 | 0 | 0 | 0 | . | . | 0 | 0 | 0 | 0 | 0 | 0 | 0 | 0 | 0 | 0 | . | . | 1203 | 1591 | 1655 | 1794 | 1730 | 1713 | 1208 | 904 | 692 | 433 | . | . | 1203 | 1591 | 1655 | 1794 | 1730 | 1713 | 1208 | 904 | 692 | 433 | . | . | 137.27 | 181.483 | 188.779 | 204.616 | 197.305 | 195.37 | 137.77 | 103.102 | 78.904 | 49.401 | 0 | 0 | 12923 | 12923 | 1474 | 2020 | solar PV | TRUE
63428 | N | . | IGS CC, LLC | Greenbacker Renewable Energy Corporation | 60025 | DC | SAT | RFC |  | 22 | 2 | NAICS-22 Non-Cogen | PV | SUN | SUN | PJM | A |  | . | . | 0 | 0 | 0 | 0 | 0 | 0 | 0 | 0 | 0 | 0 | . | . | 0 | 0 | 0 | 0 | 0 | 0 | 0 | 0 | 0 | 0 | . | . | 0 | 0 | 0 | 0 | 0 | 0 | 0 | 0 | 0 | 0 | . | . | 1610 | 1773 | 1972 | 1793 | 1922 | 1679 | 1420 | 1404 | 1191 | 1157 | . | . | 1610 | 1773 | 1972 | 1793 | 1922 | 1679 | 1420 | 1404 | 1191 | 1157 | . | . | 183.634 | 202.239 | 224.923 | 204.549 | 219.183 | 191.53 | 161.948 | 160.183 | 135.828 | 131.983 | 0 | 0 | 15921 | 15921 | 1816 | 2020 | solar PV | TRUE
63429 | N | . | Erin Garden Solar | Erin Garden LLC | 63176 | MN | WNC | MRO |  | 22 | 2 | NAICS-22 Non-Cogen | PV | SUN | SUN | MISO | A |  | . | . | . | 0 | 0 | 0 | 0 | 0 | 0 | 0 | 0 | 0 | . | . | . | 0 | 0 | 0 | 0 | 0 | 0 | 0 | 0 | 0 | . | . | . | 0 | 0 | 0 | 0 | 0 | 0 | 0 | 0 | 0 | . | . | . | 1634 | 1700 | 1843 | 1777 | 1759 | 1241 | 928 | 711 | 445 | . | . | . | 1634 | 1700 | 1843 | 1777 | 1759 | 1241 | 928 | 711 | 445 | . | . | . | 186.406 | 193.902 | 210.168 | 202.658 | 200.671 | 141.509 | 105.9 | 81.045 | 50.741 | 0 | 0 | 12038 | 12038 | 1373 | 2020 | solar PV | TRUE
63430 | N | . | Chub Garden Solar | Chub Garden LLC | 63177 | MN | WNC | MRO |  | 22 | 2 | NAICS-22 Non-Cogen | PV | SUN | SUN | MISO | A |  | . | . | 0 | 0 | 0 | 0 | 0 | 0 | 0 | 0 | 0 | 0 | . | . | 0 | 0 | 0 | 0 | 0 | 0 | 0 | 0 | 0 | 0 | . | . | 0 | 0 | 0 | 0 | 0 | 0 | 0 | 0 | 0 | 0 | . | . | 1016 | 1343 | 1397 | 1514 | 1460 | 1446 | 1019 | 763 | 584 | 366 | . | . | 1016 | 1343 | 1397 | 1514 | 1460 | 1446 | 1019 | 763 | 584 | 366 | . | . | 115.852 | 153.164 | 159.322 | 172.688 | 166.518 | 164.885 | 116.273 | 87.014 | 66.592 | 41.692 | 0 | 0 | 10908 | 10908 | 1244 | 2020 | solar PV | TRUE
63431 | N | . | Cisco | Allete Clean Energy | 59496 | MN | WNC | MRO |  | 22 | 2 | NAICS-22 Non-Cogen | WT | WND | WND | MISO | A |  | 0 | 0 | 0 | 0 | 0 | 0 | 0 | 0 | 0 | 0 | 0 | 0 | 0 | 0 | 0 | 0 | 0 | 0 | 0 | 0 | 0 | 0 | 0 | 0 | 0 | 0 | 0 | 0 | 0 | 0 | 0 | 0 | 0 | 0 | 0 | 0 | 12059 | 15561 | 15467 | 12911 | 11123 | 12089 | 8195 | 10971 | 11565 | 11774 | 13900 | 12697 | 12059 | 15561 | 15467 | 12911 | 11123 | 12089 | 8195 | 10971 | 11565 | 11774 | 13900 | 12697 | 1375.453 | 1774.949 | 1764.226 | 1472.701 | 1268.684 | 1378.865 | 934.721 | 1251.444 | 1319.196 | 1343.034 | 1585.48 | 1448.247 | 0 | 0 | 148312 | 148312 | 16917 | 2020 | onshore wind | TRUE
63432 | N | . | Lincoln Heights I | Allete Clean Energy | 59496 | MN | WNC | MRO |  | 22 | 2 | NAICS-22 Non-Cogen | WT | WND | WND | MISO | A |  | 0 | 0 | 0 | 0 | 0 | 0 | 0 | 0 | 0 | 0 | 0 | 0 | 0 | 0 | 0 | 0 | 0 | 0 | 0 | 0 | 0 | 0 | 0 | 0 | 0 | 0 | 0 | 0 | 0 | 0 | 0 | 0 | 0 | 0 | 0 | 0 | 8423 | 10869 | 10803 | 9018 | 7769 | 8443 | 5724 | 7663 | 8078 | 8224 | 9709 | 8868 | 8423 | 10869 | 10803 | 9018 | 7769 | 8443 | 5724 | 7663 | 8078 | 8224 | 9709 | 8868 | 960.71 | 1239.747 | 1232.257 | 1028.636 | 886.136 | 963.095 | 652.874 | 874.095 | 921.417 | 938.068 | 1107.409 | 1011.556 | 0 | 0 | 103591 | 103591 | 11816 | 2020 | onshore wind | TRUE
63433 | N | . | Lincoln Heights II | Allete Clean Energy | 59496 | MN | WNC | MRO |  | 22 | 2 | NAICS-22 Non-Cogen | WT | WND | WND | MISO | A |  | 0 | 0 | 0 | 0 | 0 | 0 | 0 | 0 | 0 | 0 | 0 | 0 | 0 | 0 | 0 | 0 | 0 | 0 | 0 | 0 | 0 | 0 | 0 | 0 | 0 | 0 | 0 | 0 | 0 | 0 | 0 | 0 | 0 | 0 | 0 | 0 | 7504 | 9684 | 9626 | 8035 | 6922 | 7523 | 5100 | 6828 | 7198 | 7328 | 8650 | 7902 | 7504 | 9684 | 9626 | 8035 | 6922 | 7523 | 5100 | 6828 | 7198 | 7328 | 8650 | 7902 | 855.989 | 1104.608 | 1097.935 | 916.51 | 789.543 | 858.113 | 581.707 | 778.814 | 820.979 | 835.814 | 986.696 | 901.292 | 0 | 0 | 92300 | 92300 | 10528 | 2020 | onshore wind | TRUE
63434 | N | . | Maston Garden Solar | Maston Garden LLC | 63174 | MN | WNC | MRO |  | 22 | 2 | NAICS-22 Non-Cogen | PV | SUN | SUN | MISO | A |  | . | . | . | . | 0 | 0 | 0 | 0 | 0 | 0 | 0 | 0 | . | . | . | . | 0 | 0 | 0 | 0 | 0 | 0 | 0 | 0 | . | . | . | . | 0 | 0 | 0 | 0 | 0 | 0 | 0 | 0 | . | . | . | . | 1552 | 1682 | 1622 | 1606 | 1132 | 847 | 648 | 406 | . | . | . | . | 1552 | 1682 | 1622 | 1606 | 1132 | 847 | 648 | 406 | . | . | . | . | 176.974 | 191.819 | 184.966 | 183.152 | 129.155 | 96.654 | 73.969 | 46.311 | 0 | 0 | 9495 | 9495 | 1083 | 2020 | solar PV | TRUE
63435 | N | . | Partridge Solar Project CSG Hybrid | AES Distributed Energy | 61012 | MA | NEW | NPCC |  | 22 | 2 | NAICS-22 Non-Cogen | BA | MWH | OTH | ISNE | A | megawatthours | . | . | . | . | . | 0 | 0 | 0 | 0 | 0 | 0 | 3 | . | . | . | . | . | 0 | 0 | 0 | 0 | 0 | 0 | 3 | . | . | . | . | . | 0 | 0 | 0 | 0 | 0 | 0 | 0 | . | . | . | . | . | 0 | 0 | 0 | 0 | 0 | 0 | 0 | . | . | . | . | . | 0 | 0 | 0 | 0 | 0 | 0 | 0 | . | . | . | . | . | 0 | 0 | 0 | 0 | 0 | 0 | 0 | 3 | 3 | 0 | 0 | 0 | 2020 | other | TRUE
63435 | N | . | Partridge Solar Project CSG Hybrid | AES Distributed Energy | 61012 | MA | NEW | NPCC |  | 22 | 2 | NAICS-22 Non-Cogen | PV | SUN | SUN | ISNE | A |  | . | . | . | . | . | 0 | 0 | 0 | 0 | 0 | 0 | 0 | . | . | . | . | . | 0 | 0 | 0 | 0 | 0 | 0 | 0 | . | . | . | . | . | 0 | 0 | 0 | 0 | 0 | 0 | 0 | . | . | . | . | . | 2621 | 2581 | 2439 | 2118 | 1540 | 1101 | 838 | . | . | . | . | . | 2621 | 2581 | 2439 | 2118 | 1540 | 1101 | 838 | . | . | . | . | . | 298.908 | 294.359 | 278.258 | 241.6 | 175.651 | 125.621 | 95.603 | 0 | 0 | 13238 | 13238 | 1510 | 2020 | solar PV | TRUE
63436 | N | . | Corriedale Wind Energy | Black Hills Service Company LLC | 56771 | WY | MTN | WECC |  | 22 | 1 | Electric Utility | WT | WND | WND | WACM | M |  | . | . | . | . | . | . | . | . | . | . | 0 | 0 | . | . | . | . | . | . | . | . | . | . | 0 | 0 | . | . | . | . | . | . | . | . | . | . | 0 | 0 | . | . | . | . | . | . | . | . | . | . | 80525 | 244547 | . | . | . | . | . | . | . | . | . | . | 80525 | 244547 | . | . | . | . | . | . | . | . | . | . | 9185 | 27894 | 0 | 0 | 325072 | 325072 | 37079 | 2020 | onshore wind | TRUE
63438 | Y | . | UB Fuel Cell | Clearway Energy, Inc | 61939 | CT | NEW | NPCC |  | 22 | 3 | NAICS-22 Cogen | FC | NG | NG | ISNE | A | mcf | 125 | 118 | 107 | 110 | 97 | 130 | 156 | 139 | 123 | 100 | 112 | 126 | 125 | 118 | 107 | 110 | 97 | 130 | 156 | 139 | 123 | 100 | 112 | 126 | 0.925 | 0.925 | 0.925 | 0.925 | 0.925 | 0.925 | 0.925 | 0.925 | 0.925 | 0.925 | 0.925 | 0.925 | 116 | 109 | 99 | 102 | 90 | 120 | 144 | 129 | 114 | 93 | 104 | 117 | 116 | 109 | 99 | 102 | 90 | 120 | 144 | 129 | 114 | 93 | 104 | 117 | 837.372 | 784.666 | 711.133 | 728.027 | 645.469 | 862.964 | 1037.354 | 924.231 | 814.673 | 664.999 | 743.446 | 838.666 | 1443 | 1443 | 1337 | 1337 | 9593 | 2020 | other | TRUE
63439 | Y | . | Central CA Fuel Cell 1 | Clearway Energy, Inc | 61939 | CA | PACC | NPCC |  | 22 | 3 | NAICS-22 Cogen | FC | NG | NG | CISO | A | mcf | 227 | 200 | 222 | 157 | 148 | 208 | 291 | 361 | 315 | 327 | 261 | 289 | 227 | 200 | 222 | 157 | 148 | 208 | 291 | 361 | 315 | 327 | 261 | 289 | 1 | 1 | 1 | 1 | 1 | 1 | 1 | 1 | 1 | 1 | 1 | 1 | 227 | 200 | 222 | 157 | 148 | 208 | 291 | 361 | 315 | 327 | 261 | 289 | 227 | 200 | 222 | 157 | 148 | 208 | 291 | 361 | 315 | 327 | 261 | 289 | 1164.574 | 1028.43 | 1141.626 | 807.358 | 759.135 | 1067.883 | 1493.856 | 1857.715 | 1617.78 | 1680.105 | 1342.008 | 1487.53 | 3006 | 3006 | 3006 | 3006 | 15448 | 2020 | other | TRUE
63442 | N | . | Tickle Creek Solar | Neighborhood Power Corp. | 63185 | OR | PACC | WECC |  | 22 | 2 | NAICS-22 Non-Cogen | PV | SUN | SUN | PGE | A |  | 0 | 0 | 0 | 0 | 0 | 0 | 0 | 0 | 0 | 0 | 0 | 0 | 0 | 0 | 0 | 0 | 0 | 0 | 0 | 0 | 0 | 0 | 0 | 0 | 0 | 0 | 0 | 0 | 0 | 0 | 0 | 0 | 0 | 0 | 0 | 0 | 675 | 1751 | 2009 | 2935 | 2895 | 3258 | 3556 | 3057 | 2350 | 2059 | 1018 | 835 | 675 | 1751 | 2009 | 2935 | 2895 | 3258 | 3556 | 3057 | 2350 | 2059 | 1018 | 835 | 76.964 | 199.709 | 229.105 | 334.791 | 330.208 | 371.608 | 405.652 | 348.746 | 268.005 | 234.857 | 116.154 | 95.201 | 0 | 0 | 26398 | 26398 | 3011 | 2020 | solar PV | TRUE
63443 | N | . | Thomas Creek Solar | Neighborhood Power Corp. | 63185 | OR | PACC | WECC |  | 22 | 2 | NAICS-22 Non-Cogen | PV | SUN | SUN | PGE | A |  | 0 | 0 | 0 | 0 | 0 | 0 | 0 | 0 | 0 | 0 | 0 | 0 | 0 | 0 | 0 | 0 | 0 | 0 | 0 | 0 | 0 | 0 | 0 | 0 | 0 | 0 | 0 | 0 | 0 | 0 | 0 | 0 | 0 | 0 | 0 | 0 | 840 | 2180 | 2501 | 3655 | 3604 | 4056 | 4428 | 3807 | 2925 | 2564 | 1268 | 1039 | 840 | 2180 | 2501 | 3655 | 3604 | 4056 | 4428 | 3807 | 2925 | 2564 | 1268 | 1039 | 95.828 | 248.658 | 285.258 | 416.848 | 411.143 | 462.689 | 505.078 | 434.224 | 333.694 | 292.421 | 144.624 | 118.535 | 0 | 0 | 32867 | 32867 | 3749 | 2020 | solar PV | TRUE
63449 | N | . | Lang Solar Farm | Lang Solar Farm, LLC | 63197 | NC | SAT | SERC |  | 22 | 2 | NAICS-22 Non-Cogen | PV | SUN | SUN | DUK | A |  | 0 | 0 | 0 | 0 | 0 | 0 | 0 | 0 | 0 | 0 | 0 | 0 | 0 | 0 | 0 | 0 | 0 | 0 | 0 | 0 | 0 | 0 | 0 | 0 | 0 | 0 | 0 | 0 | 0 | 0 | 0 | 0 | 0 | 0 | 0 | 0 | 4629 | 4757 | 6085 | 8265 | 8271 | 8047 | 9001 | 7227 | 6121 | 6206 | 5190 | 4386 | 4629 | 4757 | 6085 | 8265 | 8271 | 8047 | 9001 | 7227 | 6121 | 6206 | 5190 | 4386 | 527.976 | 542.601 | 694.04 | 942.687 | 943.437 | 917.847 | 1026.681 | 824.383 | 698.184 | 707.837 | 592.008 | 500.319 | 0 | 0 | 78185 | 78185 | 8918 | 2020 | solar PV | TRUE
63450 | N | . | Chenango Solar | Citizens Enterprises Corporation | 58871 | NY | MAT | NPCC |  | 22 | 2 | NAICS-22 Non-Cogen | PV | SUN | SUN | NYIS | A |  | 0 | 0 | 0 | 0 | 0 | 0 | 0 | 0 | 0 | 0 | 0 | 0 | 0 | 0 | 0 | 0 | 0 | 0 | 0 | 0 | 0 | 0 | 0 | 0 | 0 | 0 | 0 | 0 | 0 | 0 | 0 | 0 | 0 | 0 | 0 | 0 | 451 | 503 | 727 | 729 | 958 | 963 | 916 | 778 | 765 | 543 | 500 | 338 | 451 | 503 | 727 | 729 | 958 | 963 | 916 | 778 | 765 | 543 | 500 | 338 | 51.401 | 57.387 | 82.976 | 83.203 | 109.262 | 109.839 | 104.466 | 88.699 | 87.23 | 61.929 | 57.031 | 38.577 | 0 | 0 | 8171 | 8171 | 932 | 2020 | solar PV | TRUE
63451 | N | . | Monroe Solar Farm, LLC | NJR Clean Energy Ventures Corporation | 56990 | NJ | MAT | RFC |  | 22 | 2 | NAICS-22 Non-Cogen | PV | SUN | SUN | PJM | A |  | . | . | . | . | . | . | 0 | 0 | 0 | 0 | 0 | 0 | . | . | . | . | . | . | 0 | 0 | 0 | 0 | 0 | 0 | . | . | . | . | . | . | 0 | 0 | 0 | 0 | 0 | 0 | . | . | . | . | . | . | 18280 | 15795 | 14513 | 10480 | 9617 | 6660 | . | . | . | . | . | . | 18280 | 15795 | 14513 | 10480 | 9617 | 6660 | . | . | . | . | . | . | 2085.085 | 1801.59 | 1655.365 | 1195.376 | 1096.898 | 759.686 | 0 | 0 | 75345 | 75345 | 8594 | 2020 | solar PV | TRUE
63452 | N | . | Solvay Solar | West Deptford Distributed Solar, LLC | 63188 | NJ | MAT | NPCC |  | 22 | 2 | NAICS-22 Non-Cogen | PV | SUN | SUN | PJM | A |  | 0 | 0 | 0 | 0 | 0 | 0 | 0 | 0 | 0 | 0 | 0 | 0 | 0 | 0 | 0 | 0 | 0 | 0 | 0 | 0 | 0 | 0 | 0 | 0 | 0 | 0 | 0 | 0 | 0 | 0 | 0 | 0 | 0 | 0 | 0 | 0 | 3302 | 3709 | 5313 | 5525 | 7230 | 7590 | 7148 | 6176 | 5675 | 4098 | 3761 | 2604 | 3302 | 3709 | 5313 | 5525 | 7230 | 7590 | 7148 | 6176 | 5675 | 4098 | 3761 | 2604 | 376.598 | 423.109 | 605.99 | 630.163 | 824.713 | 865.724 | 815.378 | 704.516 | 647.334 | 467.454 | 428.944 | 297.077 | 0 | 0 | 62131 | 62131 | 7087 | 2020 | solar PV | TRUE
63453 | N | . | Malmedal Solar Garden | Malmedal Garden LLC | 63194 | MN | WNC | MRO |  | 22 | 2 | NAICS-22 Non-Cogen | PV | SUN | SUN | MISO | A |  | 0 | 0 | 0 | 0 | 0 | 0 | 0 | 0 | 0 | 0 | 0 | 0 | 0 | 0 | 0 | 0 | 0 | 0 | 0 | 0 | 0 | 0 | 0 | 0 | 0 | 0 | 0 | 0 | 0 | 0 | 0 | 0 | 0 | 0 | 0 | 0 | 473 | 1048 | 1272 | 1681 | 1749 | 1896 | 1828 | 1810 | 1276 | 955 | 731 | 458 | 473 | 1048 | 1272 | 1681 | 1749 | 1896 | 1828 | 1810 | 1276 | 955 | 731 | 458 | 53.909 | 119.552 | 145.051 | 191.768 | 199.478 | 216.212 | 208.487 | 206.443 | 145.579 | 108.946 | 83.375 | 52.2 | 0 | 0 | 15177 | 15177 | 1731 | 2020 | solar PV | TRUE
63454 | N | . | Wollan Garden Solar | Wollan Garden LLC | 63195 | MN | WNC | MRO |  | 22 | 2 | NAICS-22 Non-Cogen | PV | SUN | SUN | MISO | A |  | 0 | 0 | 0 | 0 | 0 | 0 | 0 | 0 | 0 | 0 | 0 | 0 | 0 | 0 | 0 | 0 | 0 | 0 | 0 | 0 | 0 | 0 | 0 | 0 | 0 | 0 | 0 | 0 | 0 | 0 | 0 | 0 | 0 | 0 | 0 | 0 | 426 | 946 | 1148 | 1517 | 1578 | 1710 | 1649 | 1633 | 1152 | 862 | 660 | 413 | 426 | 946 | 1148 | 1517 | 1578 | 1710 | 1649 | 1633 | 1152 | 862 | 660 | 413 | 48.647 | 107.88 | 130.889 | 173.045 | 180.003 | 195.103 | 188.132 | 186.287 | 131.366 | 98.309 | 75.235 | 47.104 | 0 | 0 | 13694 | 13694 | 1562 | 2020 | solar PV | TRUE
63455 | N | . | RE-VFO LLC | RE-VFO LLC | 63198 | CA | PACC | WECC |  | 22 | 2 | NAICS-22 Non-Cogen | PV | SUN | SUN | CISO | A |  | 0 | 0 | 0 | 0 | 0 | 0 | 0 | 0 | 0 | 0 | 0 | 0 | 0 | 0 | 0 | 0 | 0 | 0 | 0 | 0 | 0 | 0 | 0 | 0 | 0 | 0 | 0 | 0 | 0 | 0 | 0 | 0 | 0 | 0 | 0 | 0 | 814 | 1104 | 1080 | 1362 | 1782 | 1775 | 2004 | 1661 | 1304 | 1205 | 953 | 754 | 814 | 1104 | 1080 | 1362 | 1782 | 1775 | 2004 | 1661 | 1304 | 1205 | 953 | 754 | 92.903 | 125.934 | 123.234 | 155.31 | 203.262 | 202.408 | 228.623 | 189.408 | 148.723 | 137.469 | 108.679 | 86.047 | 0 | 0 | 15798 | 15798 | 1802 | 2020 | solar PV | TRUE
63456 | N | . | St Louis Solar | Neighborhood Power Corp. | 63185 | OR | PACC | WECC |  | 22 | 2 | NAICS-22 Non-Cogen | PV | SUN | SUN | PGE | A |  | . | . | 0 | 0 | 0 | 0 | 0 | 0 | 0 | 0 | 0 | 0 | . | . | 0 | 0 | 0 | 0 | 0 | 0 | 0 | 0 | 0 | 0 | . | . | 0 | 0 | 0 | 0 | 0 | 0 | 0 | 0 | 0 | 0 | . | . | 2425 | 3543 | 3495 | 3933 | 4293 | 3691 | 2837 | 2486 | 1229 | 1008 | . | . | 2425 | 3543 | 3495 | 3933 | 4293 | 3691 | 2837 | 2486 | 1229 | 1008 | . | . | 276.585 | 404.174 | 398.642 | 448.621 | 489.721 | 421.021 | 323.548 | 283.53 | 140.227 | 114.931 | 0 | 0 | 28940 | 28940 | 3301 | 2020 | solar PV | TRUE
63457 | N | . | Progress Drive Generation Station | City of Shelby - (OH) | 17043 | OH | ENC | RFC |  | 22 | 1 | Electric Utility | IC | DFO | DFO | PJM | A | barrels | 27 | 34 | 21 | 23 | 31 | 34 | 49 | 29 | 18 | 40 | 29 | 23 | 27 | 34 | 21 | 23 | 31 | 34 | 49 | 29 | 18 | 40 | 29 | 23 | 6.2 | 6.2 | 6.2 | 6.2 | 6.2 | 6.2 | 6.2 | 6.2 | 6.2 | 6.2 | 6.2 | 6.2 | 167 | 211 | 130 | 143 | 192 | 211 | 304 | 180 | 112 | 248 | 180 | 143 | 167 | 211 | 130 | 143 | 192 | 211 | 304 | 180 | 112 | 248 | 180 | 143 | 15.248 | 19.324 | 11.819 | 13.106 | 17.33 | 18.987 | 27.489 | 16.401 | 10.12 | 22.213 | 16.081 | 12.882 | 358 | 358 | 2221 | 2221 | 201 | 2020 | petroleum | TRUE
63458 | N | . | Rush Springs Energy Storage (BA) | Rush Springs Energy Storage | 63187 | OK | WSC | MRO |  | 22 | 2 | NAICS-22 Non-Cogen | BA | MWH | OTH | SWPP | A | megawatthours | . | . | 504 | 483 | 432 | 482 | 540 | 643 | 561 | 638 | 591 | 560 | . | . | 504 | 483 | 432 | 482 | 540 | 643 | 561 | 638 | 591 | 560 | . | . | 0 | 0 | 0 | 0 | 0 | 0 | 0 | 0 | 0 | 0 | . | . | 0 | 0 | 0 | 0 | 0 | 0 | 0 | 0 | 0 | 0 | . | . | 0 | 0 | 0 | 0 | 0 | 0 | 0 | 0 | 0 | 0 | . | . | -71.35 | -68.432 | -61.259 | -68.234 | -76.533 | -91.141 | -79.53 | -90.395 | -83.728 | -79.398 | 5434 | 5434 | 0 | 0 | -770 | 2020 | other | TRUE
63459 | N | . | Selective Insurance | Selective Insurance | 63203 | NJ | MAT | RFC |  | 22 | 2 | NAICS-22 Non-Cogen | PV | SUN | SUN | PJM | A |  | 0 | 0 | 0 | 0 | 0 | 0 | 0 | 0 | 0 | 0 | 0 | 0 | 0 | 0 | 0 | 0 | 0 | 0 | 0 | 0 | 0 | 0 | 0 | 0 | 0 | 0 | 0 | 0 | 0 | 0 | 0 | 0 | 0 | 0 | 0 | 0 | 1720 | 1933 | 2768 | 2879 | 3768 | 3955 | 3725 | 3219 | 2957 | 2136 | 1960 | 1357 | 1720 | 1933 | 2768 | 2879 | 3768 | 3955 | 3725 | 3219 | 2957 | 2136 | 1960 | 1357 | 196.243 | 220.48 | 315.778 | 328.375 | 429.754 | 451.124 | 424.889 | 367.12 | 337.323 | 243.588 | 223.521 | 154.805 | 0 | 0 | 32377 | 32377 | 3693 | 2020 | solar PV | TRUE
63460 | N | . | Rock County Wind Fuel, LLC | Rock County Wind Fuel, LLC | 63189 | MN | WNC | MRO |  | 22 | 2 | NAICS-22 Non-Cogen | WT | WND | WND | MISO | A |  | . | . | . | . | 0 | 0 | 0 | 0 | 0 | 0 | 0 | 0 | . | . | . | . | 0 | 0 | 0 | 0 | 0 | 0 | 0 | 0 | . | . | . | . | 0 | 0 | 0 | 0 | 0 | 0 | 0 | 0 | . | . | . | . | 12412 | 13490 | 9144 | 12243 | 12906 | 13139 | 15511 | 14168 | . | . | . | . | 12412 | 13490 | 9144 | 12243 | 12906 | 13139 | 15511 | 14168 | . | . | . | . | 1415.717 | 1538.668 | 1043.05 | 1396.479 | 1472.083 | 1498.684 | 1769.228 | 1616.091 | 0 | 0 | 103013 | 103013 | 11750 | 2020 | onshore wind | TRUE
63461 | N | . | Bonefish Solar | Bonefish Solar, LLC | 63201 | SC | SAT | SERC |  | 22 | 2 | NAICS-22 Non-Cogen | PV | SUN | SUN | DUK | A |  | 0 | 0 | 0 | 0 | 0 | 0 | 0 | 0 | 0 | 0 | 0 | 0 | 0 | 0 | 0 | 0 | 0 | 0 | 0 | 0 | 0 | 0 | 0 | 0 | 0 | 0 | 0 | 0 | 0 | 0 | 0 | 0 | 0 | 0 | 0 | 0 | 1924 | 2028 | 2591 | 3305 | 3658 | 3205 | 3641 | 3055 | 2587 | 2560 | 2028 | 1917 | 1924 | 2028 | 2591 | 3305 | 3658 | 3205 | 3641 | 3055 | 2587 | 2560 | 2028 | 1917 | 219.461 | 231.353 | 295.556 | 376.951 | 417.212 | 365.615 | 415.351 | 348.504 | 295.041 | 291.979 | 231.321 | 218.656 | 0 | 0 | 32499 | 32499 | 3707 | 2020 | solar PV | TRUE
63462 | N | . | Pika Solar | Pika Solar, LLC | 63202 | OR | PACC | WECC |  | 22 | 2 | NAICS-22 Non-Cogen | PV | SUN | SUN | PGE | A |  | . | . | . | . | . | . | . | . | . | . | . | 0 | . | . | . | . | . | . | . | . | . | . | . | 0 | . | . | . | . | . | . | . | . | . | . | . | 0 | . | . | . | . | . | . | . | . | . | . | . | 1035 | . | . | . | . | . | . | . | . | . | . | . | 1035 | . | . | . | . | . | . | . | . | . | . | . | 118 | 0 | 0 | 1035 | 1035 | 118 | 2020 | solar PV | TRUE
63463 | N | . | Mohea Solar Energy Center, LLC | Mohea Solar Energy Center, LLC | 63204 | SC | SAT | SERC |  | 22 | 2 | NAICS-22 Non-Cogen | PV | SUN | SUN | DUK | A |  | . | . | . | . | . | . | . | . | . | . | . | 0 | . | . | . | . | . | . | . | . | . | . | . | 0 | . | . | . | . | . | . | . | . | . | . | . | 0 | . | . | . | . | . | . | . | . | . | . | . | 61 | . | . | . | . | . | . | . | . | . | . | . | 61 | . | . | . | . | . | . | . | . | . | . | . | 7 | 0 | 0 | 61 | 61 | 7 | 2020 | solar PV | TRUE
63464 | N | . | Brush Creek Solar | Brush Creek Solar, LLC | 63205 | OR | PACC | WECC |  | 22 | 2 | NAICS-22 Non-Cogen | PV | SUN | SUN | PGE | A |  | . | . | . | . | 0 | 0 | 0 | 0 | 0 | 0 | 0 | 0 | . | . | . | . | 0 | 0 | 0 | 0 | 0 | 0 | 0 | 0 | . | . | . | . | 0 | 0 | 0 | 0 | 0 | 0 | 0 | 0 | . | . | . | . | 3038 | 3419 | 3733 | 3209 | 2466 | 2161 | 1069 | 876 | . | . | . | . | 3038 | 3419 | 3733 | 3209 | 2466 | 2161 | 1069 | 876 | . | . | . | . | 346.572 | 390.025 | 425.757 | 366.03 | 281.288 | 246.497 | 121.911 | 99.92 | 0 | 0 | 19971 | 19971 | 2278 | 2020 | solar PV | TRUE
63465 | N | . | Minke Solar | Minke Solar, LLC | 63206 | OR | PACC | WECC |  | 22 | 2 | NAICS-22 Non-Cogen | PV | SUN | SUN | PGE | A |  | . | . | . | . | . | . | . | . | . | . | . | 0 | . | . | . | . | . | . | . | . | . | . | . | 0 | . | . | . | . | . | . | . | . | . | . | . | 0 | . | . | . | . | . | . | . | . | . | . | . | 1052 | . | . | . | . | . | . | . | . | . | . | . | 1052 | . | . | . | . | . | . | . | . | . | . | . | 120 | 0 | 0 | 1052 | 1052 | 120 | 2020 | solar PV | TRUE
63466 | N | . | Drift Creek Solar | Drift Creek Solar, LLC | 63207 | OR | PACC | WECC |  | 22 | 2 | NAICS-22 Non-Cogen | PV | SUN | SUN | PGE | A |  | . | . | . | . | 0 | 0 | 0 | 0 | 0 | 0 | 0 | 0 | . | . | . | . | 0 | 0 | 0 | 0 | 0 | 0 | 0 | 0 | . | . | . | . | 0 | 0 | 0 | 0 | 0 | 0 | 0 | 0 | . | . | . | . | 3181 | 3580 | 3908 | 3360 | 2582 | 2263 | 1119 | 917 | . | . | . | . | 3181 | 3580 | 3908 | 3360 | 2582 | 2263 | 1119 | 917 | . | . | . | . | 362.853 | 408.345 | 445.755 | 383.222 | 294.5 | 258.075 | 127.637 | 104.613 | 0 | 0 | 20910 | 20910 | 2385 | 2020 | solar PV | TRUE
63467 | N | . | Bighorn Solar | Bighorn Solar, LLC | 63208 | OR | PACC | WECC |  | 22 | 2 | NAICS-22 Non-Cogen | PV | SUN | SUN | PGE | A |  | . | . | . | . | . | . | . | . | . | . | . | 0 | . | . | . | . | . | . | . | . | . | . | . | 0 | . | . | . | . | . | . | . | . | . | . | . | 0 | . | . | . | . | . | . | . | . | . | . | . | 167 | . | . | . | . | . | . | . | . | . | . | . | 167 | . | . | . | . | . | . | . | . | . | . | . | 19 | 0 | 0 | 167 | 167 | 19 | 2020 | solar PV | TRUE
63468 | N | . | Hurteau Solar Project Hybrid | AES Distributed Energy | 61012 | MA | NEW | NPCC |  | 22 | 2 | NAICS-22 Non-Cogen | BA | MWH | OTH | ISNE | A | megawatthours | . | . | 15 | 16 | 17 | 12 | 16 | 17 | 17 | 17 | 17 | 17 | . | . | 15 | 16 | 17 | 12 | 16 | 17 | 17 | 17 | 17 | 17 | . | . | 0 | 0 | 0 | 0 | 0 | 0 | 0 | 0 | 0 | 0 | . | . | 0 | 0 | 0 | 0 | 0 | 0 | 0 | 0 | 0 | 0 | . | . | 0 | 0 | 0 | 0 | 0 | 0 | 0 | 0 | 0 | 0 | . | . | -0.409 | -0.401 | -0.413 | -0.303 | -0.396 | -0.416 | -0.41 | -0.423 | -0.413 | -0.416 | 161 | 161 | 0 | 0 | -4 | 2020 | other | TRUE
63468 | N | . | Hurteau Solar Project Hybrid | AES Distributed Energy | 61012 | MA | NEW | NPCC |  | 22 | 2 | NAICS-22 Non-Cogen | PV | SUN | SUN | ISNE | A |  | . | . | 0 | 0 | 0 | 0 | 0 | 0 | 0 | 0 | 0 | 0 | . | . | 0 | 0 | 0 | 0 | 0 | 0 | 0 | 0 | 0 | 0 | . | . | 0 | 0 | 0 | 0 | 0 | 0 | 0 | 0 | 0 | 0 | . | . | 1910 | 1831 | 2582 | 2439 | 2402 | 2271 | 1972 | 1434 | 1025 | 780 | . | . | 1910 | 1831 | 2582 | 2439 | 2402 | 2271 | 1972 | 1434 | 1025 | 780 | . | . | 217.883 | 208.906 | 294.518 | 278.259 | 274.025 | 259.037 | 224.911 | 163.518 | 116.944 | 88.999 | 0 | 0 | 18646 | 18646 | 2127 | 2020 | solar PV | TRUE
63469 | N | . | Alicea Solar Project Hybrid CSG | AES Distributed Energy | 61012 | MA | NEW | NPCC |  | 22 | 2 | NAICS-22 Non-Cogen | BA | MWH | OTH | ISNE | A | megawatthours | . | . | . | . | . | . | . | . | . | . | . | 0 | . | . | . | . | . | . | . | . | . | . | . | 0 | . | . | . | . | . | . | . | . | . | . | . | 0 | . | . | . | . | . | . | . | . | . | . | . | 0 | . | . | . | . | . | . | . | . | . | . | . | 0 | . | . | . | . | . | . | . | . | . | . | . | 0 | 0 | 0 | 0 | 0 | 0 | 2020 | other | TRUE
63469 | N | . | Alicea Solar Project Hybrid CSG | AES Distributed Energy | 61012 | MA | NEW | NPCC |  | 22 | 2 | NAICS-22 Non-Cogen | PV | SUN | SUN | ISNE | A |  | . | . | . | . | . | . | . | . | . | . | . | 0 | . | . | . | . | . | . | . | . | . | . | . | 0 | . | . | . | . | . | . | . | . | . | . | . | 0 | . | . | . | . | . | . | . | . | . | . | . | 0 | . | . | . | . | . | . | . | . | . | . | . | 0 | . | . | . | . | . | . | . | . | . | . | . | 0 | 0 | 0 | 0 | 0 | 0 | 2020 | solar PV | TRUE
63470 | N | . | McDougle-Mitchell Solar Project Hybrid CSG | AES Distributed Energy | 61012 | MA | NEW | NPCC |  | 22 | 2 | NAICS-22 Non-Cogen | BA | MWH | OTH | ISNE | A | megawatthours | . | . | . | . | . | . | . | 4 | 4 | 4 | 4 | 4 | . | . | . | . | . | . | . | 4 | 4 | 4 | 4 | 4 | . | . | . | . | . | . | . | 0 | 0 | 0 | 0 | 0 | . | . | . | . | . | . | . | 0 | 0 | 0 | 0 | 0 | . | . | . | . | . | . | . | 0 | 0 | 0 | 0 | 0 | . | . | . | . | . | . | . | -0.199 | -0.198 | -0.204 | -0.199 | -0.2 | 20 | 20 | 0 | 0 | -1 | 2020 | other | TRUE
63470 | N | . | McDougle-Mitchell Solar Project Hybrid CSG | AES Distributed Energy | 61012 | MA | NEW | NPCC |  | 22 | 2 | NAICS-22 Non-Cogen | PV | SUN | SUN | ISNE | A |  | . | . | . | . | . | . | . | 0 | 0 | 0 | 0 | 0 | . | . | . | . | . | . | . | 0 | 0 | 0 | 0 | 0 | . | . | . | . | . | . | . | 0 | 0 | 0 | 0 | 0 | . | . | . | . | . | . | . | 1655 | 1437 | 1045 | 747 | 569 | . | . | . | . | . | . | . | 1655 | 1437 | 1045 | 747 | 569 | . | . | . | . | . | . | . | 188.797 | 163.925 | 119.179 | 85.233 | 64.866 | 0 | 0 | 5453 | 5453 | 622 | 2020 | solar PV | TRUE
63472 | N | . | Cycz Solar Project CSG Hybrid | AES Distributed Energy | 61012 | MA | NEW | NPCC |  | 22 | 2 | NAICS-22 Non-Cogen | BA | MWH | OTH | ISNE | A | megawatthours | . | . | . | . | . | 2 | 4 | 4 | 4 | 4 | 4 | 4 | . | . | . | . | . | 2 | 4 | 4 | 4 | 4 | 4 | 4 | . | . | . | . | . | 0 | 0 | 0 | 0 | 0 | 0 | 0 | . | . | . | . | . | 0 | 0 | 0 | 0 | 0 | 0 | 0 | . | . | . | . | . | 0 | 0 | 0 | 0 | 0 | 0 | 0 | . | . | . | . | . | -0.655 | -0.856 | -0.898 | -0.887 | -0.914 | -0.892 | -0.898 | 26 | 26 | 0 | 0 | -6 | 2020 | other | TRUE
63472 | N | . | Cycz Solar Project CSG Hybrid | AES Distributed Energy | 61012 | MA | NEW | NPCC |  | 22 | 2 | NAICS-22 Non-Cogen | PV | SUN | SUN | ISNE | A |  | . | . | . | . | . | 0 | 0 | 0 | 0 | 0 | 0 | 0 | . | . | . | . | . | 0 | 0 | 0 | 0 | 0 | 0 | 0 | . | . | . | . | . | 0 | 0 | 0 | 0 | 0 | 0 | 0 | . | . | . | . | . | 1258 | 1239 | 1171 | 1017 | 739 | 529 | 402 | . | . | . | . | . | 1258 | 1239 | 1171 | 1017 | 739 | 529 | 402 | . | . | . | . | . | 143.515 | 141.331 | 133.601 | 116 | 84.336 | 60.315 | 45.902 | 0 | 0 | 6355 | 6355 | 725 | 2020 | solar PV | TRUE
63473 | N | . | West A&B Solar Project Hybrid CSG | AES Distributed Energy | 61012 | MA | NEW | NPCC |  | 22 | 2 | NAICS-22 Non-Cogen | BA | MWH | OTH | ISNE | A | megawatthours | . | . | . | . | . | . | . | . | . | . | . | 0 | . | . | . | . | . | . | . | . | . | . | . | 0 | . | . | . | . | . | . | . | . | . | . | . | 0 | . | . | . | . | . | . | . | . | . | . | . | 0 | . | . | . | . | . | . | . | . | . | . | . | 0 | . | . | . | . | . | . | . | . | . | . | . | 0 | 0 | 0 | 0 | 0 | 0 | 2020 | other | TRUE
63473 | N | . | West A&B Solar Project Hybrid CSG | AES Distributed Energy | 61012 | MA | NEW | NPCC |  | 22 | 2 | NAICS-22 Non-Cogen | PV | SUN | SUN | ISNE | A |  | . | . | . | . | . | . | . | . | . | . | . | 0 | . | . | . | . | . | . | . | . | . | . | . | 0 | . | . | . | . | . | . | . | . | . | . | . | 0 | . | . | . | . | . | . | . | . | . | . | . | 0 | . | . | . | . | . | . | . | . | . | . | . | 0 | . | . | . | . | . | . | . | . | . | . | . | 0 | 0 | 0 | 0 | 0 | 0 | 2020 | solar PV | TRUE
63474 | N | . | Annese Solar Project Hybrid CSG | AES Distributed Energy | 61012 | MA | NEW | NPCC |  | 22 | 2 | NAICS-22 Non-Cogen | BA | MWH | OTH | ISNE | A | megawatthours | . | . | . | . | . | . | . | . | . | . | . | 0 | . | . | . | . | . | . | . | . | . | . | . | 0 | . | . | . | . | . | . | . | . | . | . | . | 0 | . | . | . | . | . | . | . | . | . | . | . | 0 | . | . | . | . | . | . | . | . | . | . | . | 0 | . | . | . | . | . | . | . | . | . | . | . | 0 | 0 | 0 | 0 | 0 | 0 | 2020 | other | TRUE
63474 | N | . | Annese Solar Project Hybrid CSG | AES Distributed Energy | 61012 | MA | NEW | NPCC |  | 22 | 2 | NAICS-22 Non-Cogen | PV | SUN | SUN | ISNE | A |  | . | . | . | . | . | . | . | . | . | . | . | 0 | . | . | . | . | . | . | . | . | . | . | . | 0 | . | . | . | . | . | . | . | . | . | . | . | 0 | . | . | . | . | . | . | . | . | . | . | . | 0 | . | . | . | . | . | . | . | . | . | . | . | 0 | . | . | . | . | . | . | . | . | . | . | . | 0 | 0 | 0 | 0 | 0 | 0 | 2020 | solar PV | TRUE
63477 | N | . | Alcalde Solar Array | Jemez Cuba LLC | 63213 | NM | MTN | WECC |  | 22 | 2 | NAICS-22 Non-Cogen | PV | SUN | SUN | PNM | A |  | . | 0 | 0 | 0 | 0 | 0 | 0 | 0 | 0 | 0 | 0 | 0 | . | 0 | 0 | 0 | 0 | 0 | 0 | 0 | 0 | 0 | 0 | 0 | . | 0 | 0 | 0 | 0 | 0 | 0 | 0 | 0 | 0 | 0 | 0 | . | 2393 | 2735 | 3804 | 4240 | 3984 | 3896 | 3680 | 3240 | 3099 | 2490 | 2296 | . | 2393 | 2735 | 3804 | 4240 | 3984 | 3896 | 3680 | 3240 | 3099 | 2490 | 2296 | . | 272.995 | 312 | 433.878 | 483.635 | 454.484 | 444.409 | 419.752 | 369.572 | 353.433 | 283.975 | 261.867 | 0 | 0 | 35857 | 35857 | 4090 | 2020 | solar PV | TRUE
63480 | N | . | Roberds Garden CSG | Roberds Garden LLC | 63219 | MN | WNC | MRO |  | 22 | 2 | NAICS-22 Non-Cogen | PV | SUN | SUN | MISO | A |  | 0 | 0 | 0 | 0 | 0 | 0 | 0 | 0 | 0 | 0 | 0 | 0 | 0 | 0 | 0 | 0 | 0 | 0 | 0 | 0 | 0 | 0 | 0 | 0 | 0 | 0 | 0 | 0 | 0 | 0 | 0 | 0 | 0 | 0 | 0 | 0 | 428 | 950 | 1153 | 1524 | 1585 | 1718 | 1657 | 1640 | 1157 | 866 | 663 | 415 | 428 | 950 | 1153 | 1524 | 1585 | 1718 | 1657 | 1640 | 1157 | 866 | 663 | 415 | 48.865 | 108.363 | 131.476 | 173.821 | 180.809 | 195.977 | 188.975 | 187.122 | 131.954 | 98.75 | 75.573 | 47.315 | 0 | 0 | 13756 | 13756 | 1569 | 2020 | solar PV | TRUE
63481 | N | . | Clear Garden CSG | Clear Garden LLC | 63215 | MN | WNC | MRO |  | 22 | 2 | NAICS-22 Non-Cogen | PV | SUN | SUN | MISO | A |  | 0 | 0 | 0 | 0 | 0 | 0 | 0 | 0 | 0 | 0 | 0 | 0 | 0 | 0 | 0 | 0 | 0 | 0 | 0 | 0 | 0 | 0 | 0 | 0 | 0 | 0 | 0 | 0 | 0 | 0 | 0 | 0 | 0 | 0 | 0 | 0 | 447 | 992 | 1203 | 1591 | 1655 | 1794 | 1730 | 1713 | 1208 | 904 | 692 | 433 | 447 | 992 | 1203 | 1591 | 1655 | 1794 | 1730 | 1713 | 1208 | 904 | 692 | 433 | 51.013 | 113.129 | 137.258 | 181.465 | 188.761 | 204.596 | 197.286 | 195.351 | 137.757 | 103.092 | 78.896 | 49.396 | 0 | 0 | 14362 | 14362 | 1638 | 2020 | solar PV | TRUE
63483 | Y | . | ACM - Midtown Thermal | ACM Energy, LLC | 63222 | NJ | MAT | RFC |  | 22133 | 5 | Commercial NAICS Cogen | GT | DFO | DFO | PJM | A | barrels | 24 | 18 | 25 | 18 | 23 | 17 | 24 | 21 | 20 | 16 | 19 | 22 | 17 | 13 | 18 | 13 | 17 | 12 | 17 | 15 | 14 | 11 | 13 | 15 | 5.8 | 5.8 | 5.8 | 5.8 | 5.8 | 5.8 | 5.8 | 5.8 | 5.8 | 5.8 | 5.8 | 5.8 | 139 | 104 | 145 | 104 | 133 | 99 | 139 | 122 | 116 | 93 | 110 | 128 | 97 | 75 | 104 | 76 | 96 | 71 | 99 | 88 | 81 | 64 | 77 | 89 | 8.362 | 6.421 | 8.923 | 6.529 | 8.239 | 6.086 | 8.538 | 7.567 | 7.003 | 5.507 | 6.611 | 7.706 | 247 | 175 | 1432 | 1017 | 87.492 | 2020 | petroleum | FALSE
63483 | Y | . | ACM - Midtown Thermal | ACM Energy, LLC | 63222 | NJ | MAT | RFC |  | 22133 | 5 | Commercial NAICS Cogen | GT | NG | NG | PJM | A | mcf | 60010 | 52616 | 53394 | 48535 | 41007 | 68152 | 103925 | 91029 | 57569 | 63497 | 55776 | 40511 | 42533 | 37293 | 37845 | 34400 | 29065 | 48304 | 73660 | 64518 | 40803 | 45005 | 39533 | 28713 | 1.032 | 1.032 | 1.032 | 1.032 | 1.032 | 1.032 | 1.032 | 1.032 | 1.032 | 1.032 | 1.032 | 1.032 | 61930 | 54300 | 55103 | 50088 | 42319 | 70333 | 107251 | 93942 | 59411 | 65529 | 57561 | 41807 | 43894 | 38486 | 39056 | 35501 | 29995 | 49850 | 76017 | 66583 | 42109 | 46445 | 40798 | 29632 | 3782.204 | 3316.203 | 3365.278 | 3059.002 | 2584.53 | 4295.395 | 6550.083 | 5737.265 | 3628.376 | 4002.006 | 3515.398 | 2553.268 | 736021 | 521672 | 759574 | 538366 | 46389.008 | 2020 | natural gas peaker | FALSE
63484 | N | . | Gohman Community Solar (CSG) | Gohman Community Solar LLC | 63228 | MN | WNC | MRO |  | 22 | 2 | NAICS-22 Non-Cogen | PV | SUN | SUN | MISO | A |  | . | 0 | 0 | 0 | 0 | 0 | 0 | 0 | 0 | 0 | 0 | 0 | . | 0 | 0 | 0 | 0 | 0 | 0 | 0 | 0 | 0 | 0 | 0 | . | 0 | 0 | 0 | 0 | 0 | 0 | 0 | 0 | 0 | 0 | 0 | . | 954 | 1158 | 1531 | 1592 | 1726 | 1664 | 1648 | 1162 | 870 | 666 | 417 | . | 954 | 1158 | 1531 | 1592 | 1726 | 1664 | 1648 | 1162 | 870 | 666 | 417 | . | 108.853 | 132.07 | 174.606 | 181.626 | 196.862 | 189.828 | 187.967 | 132.55 | 99.195 | 75.914 | 47.529 | 0 | 0 | 13388 | 13388 | 1527 | 2020 | solar PV | TRUE
63485 | Y | . | ECP Uptown Campus | ECP Uptown Campus LLC | 63220 | PA | MAT | RFC |  | 22 | 3 | NAICS-22 Cogen | GT | NG | NG | PJM | A | mcf | 36868 | 33704 | 33332 | 26165 | 27449 | 36594 | 46340 | 45768 | 40976 | 35414 | 26891 | 38038 | 26482 | 24208 | 23941 | 18794 | 19716 | 26285 | 33285 | 32874 | 29432 | 25437 | 19315 | 27322 | 1.042 | 1.042 | 1.042 | 1.042 | 1.042 | 1.042 | 1.042 | 1.042 | 1.042 | 1.042 | 1.042 | 1.042 | 38416 | 35120 | 34732 | 27264 | 28602 | 38131 | 48286 | 47690 | 42697 | 36901 | 28020 | 39636 | 27594 | 25225 | 24947 | 19583 | 20544 | 27389 | 34683 | 34255 | 30668 | 26505 | 20126 | 28470 | 2377.67 | 2173.571 | 2149.625 | 1687.395 | 1770.223 | 2359.983 | 2988.502 | 2951.621 | 2642.54 | 2283.85 | 1734.203 | 2453.117 | 427539 | 307091 | 445495 | 319989 | 27572.3 | 2020 | natural gas peaker | TRUE
63486 | N | . | D'Arrigo Brothers - Phase 4 | CalCom Energy | 63226 | CA | PACC | WECC |  | 22 | 2 | NAICS-22 Non-Cogen | PV | SUN | SUN | CISO | A |  | 0 | 0 | 0 | 0 | 0 | 0 | 0 | 0 | 0 | 0 | 0 | 0 | 0 | 0 | 0 | 0 | 0 | 0 | 0 | 0 | 0 | 0 | 0 | 0 | 0 | 0 | 0 | 0 | 0 | 0 | 0 | 0 | 0 | 0 | 0 | 0 | 1848 | 2505 | 2452 | 3090 | 4044 | 4027 | 4548 | 3768 | 2959 | 2735 | 2162 | 1712 | 1848 | 2505 | 2452 | 3090 | 4044 | 4027 | 4548 | 3768 | 2959 | 2735 | 2162 | 1712 | 210.809 | 285.763 | 279.637 | 352.421 | 461.231 | 459.294 | 518.78 | 429.795 | 337.474 | 311.936 | 246.608 | 195.252 | 0 | 0 | 35850 | 35850 | 4089 | 2020 | solar PV | TRUE
63492 | Y | . | DCO Burlington | DCO Burlington | 63218 | NJ | MAT | RFC |  | 327 | 7 | Industrial NAICS Cogen | GT | NG | NG | PJM | A | mcf | 21396 | 18760 | 19037 | 17305 | 14621 | 24299 | 37054 | 32456 | 20526 | 22639 | 19887 | 14444 | 13438 | 11782 | 11956 | 10868 | 9183 | 15261 | 23271 | 20383 | 12891 | 14218 | 12489 | 9071 | 1.2 | 1.2 | 1.2 | 1.2 | 1.2 | 1.2 | 1.2 | 1.2 | 1.2 | 1.2 | 1.2 | 1.2 | 25675 | 22512 | 22844 | 20766 | 17545 | 29159 | 44465 | 38947 | 24631 | 27167 | 23864 | 17333 | 16125 | 14138 | 14347 | 13041 | 11019 | 18313 | 27925 | 24460 | 15469 | 17062 | 14987 | 10885 | 1304.273 | 1143.575 | 1160.498 | 1054.88 | 891.261 | 1481.244 | 2258.761 | 1978.465 | 1251.226 | 1380.07 | 1212.266 | 880.481 | 262424 | 164811 | 314908 | 197771 | 15997 | 2020 | natural gas peaker | FALSE
63493 | N | . | PSREC/SIAD Solar | Plumas Sierra Rural Electric Coop | 57353 | CA | PACC | WECC |  | 22 | 1 | Electric Utility | PV | SUN | SUN | CISO | A |  | 0 | 0 | 0 | 0 | 0 | 0 | 0 | 0 | 0 | 0 | 0 | 0 | 0 | 0 | 0 | 0 | 0 | 0 | 0 | 0 | 0 | 0 | 0 | 0 | 0 | 0 | 0 | 0 | 0 | 0 | 0 | 0 | 0 | 0 | 0 | 0 | 2737 | 3710 | 3631 | 4576 | 5989 | 5964 | 6736 | 5581 | 4382 | 4050 | 3202 | 2535 | 2737 | 3710 | 3631 | 4576 | 5989 | 5964 | 6736 | 5581 | 4382 | 4050 | 3202 | 2535 | 312.22 | 423.229 | 414.155 | 521.952 | 683.104 | 680.235 | 768.337 | 636.546 | 499.814 | 461.992 | 365.239 | 289.177 | 0 | 0 | 53093 | 53093 | 6056 | 2020 | solar PV | TRUE
63496 | N | . | Frederick County - Landfill | Tesla Inc. | 60947 | MD | SAT | RFC |  | 22 | 2 | NAICS-22 Non-Cogen | PV | SUN | SUN | PJM | A |  | 0 | 0 | 0 | 0 | 0 | 0 | 0 | 0 | 0 | 0 | 0 | 0 | 0 | 0 | 0 | 0 | 0 | 0 | 0 | 0 | 0 | 0 | 0 | 0 | 0 | 0 | 0 | 0 | 0 | 0 | 0 | 0 | 0 | 0 | 0 | 0 | 1839 | 2089 | 2654 | 2977 | 3403 | 3667 | 3643 | 3037 | 2695 | 2313 | 2089 | 1540 | 1839 | 2089 | 2654 | 2977 | 3403 | 3667 | 3643 | 3037 | 2695 | 2313 | 2089 | 1540 | 209.776 | 238.285 | 302.713 | 339.57 | 388.173 | 418.268 | 415.57 | 346.459 | 307.427 | 263.84 | 238.269 | 175.65 | 0 | 0 | 31946 | 31946 | 3644 | 2020 | solar PV | TRUE
63497 | N | . | Calabro Airport North Solar Project | CVI Renewables Holdings, LLC. | 63970 | NY | MAT | NPCC |  | 22 | 2 | NAICS-22 Non-Cogen | PV | SUN | SUN | NYIS | A |  | 0 | 0 | 0 | 0 | 0 | 0 | 0 | 0 | 0 | 0 | 0 | 0 | 0 | 0 | 0 | 0 | 0 | 0 | 0 | 0 | 0 | 0 | 0 | 0 | 0 | 0 | 0 | 0 | 0 | 0 | 0 | 0 | 0 | 0 | 0 | 0 | 880 | 983 | 1421 | 1425 | 1872 | 1881 | 1789 | 1519 | 1494 | 1061 | 977 | 661 | 880 | 983 | 1421 | 1425 | 1872 | 1881 | 1789 | 1519 | 1494 | 1061 | 977 | 661 | 100.43 | 112.126 | 162.124 | 162.567 | 213.482 | 214.61 | 204.113 | 173.306 | 170.435 | 121.001 | 111.431 | 75.375 | 0 | 0 | 15963 | 15963 | 1821 | 2020 | solar PV | TRUE
63498 | N | . | Calabro Airport South Solar Project | CVI Renewables Holdings, LLC. | 63970 | NY | MAT | NPCC |  | 22 | 2 | NAICS-22 Non-Cogen | PV | SUN | SUN | NYIS | A |  | 0 | 0 | 0 | 0 | 0 | 0 | 0 | 0 | 0 | 0 | 0 | 0 | 0 | 0 | 0 | 0 | 0 | 0 | 0 | 0 | 0 | 0 | 0 | 0 | 0 | 0 | 0 | 0 | 0 | 0 | 0 | 0 | 0 | 0 | 0 | 0 | 922 | 1029 | 1488 | 1492 | 1959 | 1969 | 1873 | 1590 | 1564 | 1110 | 1023 | 692 | 922 | 1029 | 1488 | 1492 | 1959 | 1969 | 1873 | 1590 | 1564 | 1110 | 1023 | 692 | 105.118 | 117.359 | 169.691 | 170.155 | 223.447 | 224.628 | 213.641 | 181.396 | 178.391 | 126.649 | 116.632 | 78.893 | 0 | 0 | 16711 | 16711 | 1906 | 2020 | solar PV | TRUE
63499 | N | . | Choctaw Nation Solar Farm | Oklahoma Gas & Electric Co | 14063 | OK | WSC | MRO |  | 22 | 1 | Electric Utility | PV | SUN | SUN | SWPP | A |  | . | . | . | . | . | . | 0 | 0 | 0 | 0 | 0 | 0 | . | . | . | . | . | . | 0 | 0 | 0 | 0 | 0 | 0 | . | . | . | . | . | . | 0 | 0 | 0 | 0 | 0 | 0 | . | . | . | . | . | . | 9051 | 10277 | 6838 | 5479 | 2986 | 3496 | . | . | . | . | . | . | 9051 | 10277 | 6838 | 5479 | 2986 | 3496 | . | . | . | . | . | . | 1032.431 | 1172.211 | 779.982 | 624.933 | 340.633 | 398.81 | 0 | 0 | 38127 | 38127 | 4349 | 2020 | solar PV | TRUE
63500 | N | . | Chickasaw Nation Solar Farm | Oklahoma Gas & Electric Co | 14063 | OK | WSC | MRO |  | 22 | 1 | Electric Utility | PV | SUN | SUN | SWPP | A |  | . | . | . | . | . | . | 0 | 0 | 0 | 0 | 0 | 0 | . | . | . | . | . | . | 0 | 0 | 0 | 0 | 0 | 0 | . | . | . | . | . | . | 0 | 0 | 0 | 0 | 0 | 0 | . | . | . | . | . | . | 8675 | 9849 | 6554 | 5251 | 2862 | 3351 | . | . | . | . | . | . | 8675 | 9849 | 6554 | 5251 | 2862 | 3351 | . | . | . | . | . | . | 989.461 | 1123.425 | 747.52 | 598.925 | 326.457 | 382.212 | 0 | 0 | 36542 | 36542 | 4168 | 2020 | solar PV | TRUE
63501 | Y | . | Montclair State University Cogen | UMM Energy Partners LLC. | 63230 | NJ | MAT | RFC |  | 22133 | 5 | Commercial NAICS Cogen | GT | NG | NG | PJM | A | mcf | 0 | 0 | 0 | 0 | 0 | 0 | 0 | 0 | 0 | 0 | 0 | 0 | 0 | 0 | 0 | 0 | 0 | 0 | 0 | 0 | 0 | 0 | 0 | 0 | 0 | 0 | 0 | 0 | 0 | 0 | 0 | 0 | 0 | 0 | 0 | 0 | 0 | 0 | 0 | 0 | 0 | 0 | 0 | 0 | 0 | 0 | 0 | 0 | 0 | 0 | 0 | 0 | 0 | 0 | 0 | 0 | 0 | 0 | 0 | 0 | 0 | 0 | 0 | 0 | 0 | 0 | 0 | 0 | 0 | 0 | 0 | 0 | 0 | 0 | 0 | 0 | 0 | 2020 | natural gas peaker | FALSE
63501 | Y | . | Montclair State University Cogen | UMM Energy Partners LLC. | 63230 | NJ | MAT | RFC |  | 22133 | 5 | Commercial NAICS Cogen | IC | NG | NG | PJM | A | mcf | 1896 | 1663 | 1688 | 1534 | 1296 | 2154 | 3285 | 2877 | 1820 | 2007 | 1763 | 1280 | 1896 | 1663 | 1688 | 1534 | 1296 | 2154 | 3285 | 2877 | 1820 | 2007 | 1763 | 1280 | 1.03 | 1.03 | 1.03 | 1.03 | 1.03 | 1.03 | 1.03 | 1.03 | 1.03 | 1.03 | 1.03 | 1.03 | 1953 | 1713 | 1739 | 1580 | 1335 | 2219 | 3384 | 2963 | 1875 | 2067 | 1816 | 1318 | 1953 | 1713 | 1739 | 1580 | 1335 | 2219 | 3384 | 2963 | 1875 | 2067 | 1816 | 1318 | 205.624 | 180.29 | 182.958 | 166.307 | 140.511 | 233.525 | 356.104 | 311.914 | 197.262 | 217.574 | 191.119 | 138.812 | 23263 | 23263 | 23962 | 23962 | 2522 | 2020 | natural gas peaker | FALSE
63503 | N | . | Lakehurst Solar | Consolidated Edison Development Inc. | 56769 | NJ | MAT | RFC |  | 22 | 2 | NAICS-22 Non-Cogen | PV | SUN | SUN | PJM | A |  | . | . | 0 | 0 | 0 | 0 | 0 | 0 | 0 | 0 | 0 | 0 | . | . | 0 | 0 | 0 | 0 | 0 | 0 | 0 | 0 | 0 | 0 | . | . | 0 | 0 | 0 | 0 | 0 | 0 | 0 | 0 | 0 | 0 | . | . | 12073 | 12555 | 16431 | 17248 | 16245 | 14036 | 12897 | 9313 | 8546 | 5919 | . | . | 12073 | 12555 | 16431 | 17248 | 16245 | 14036 | 12897 | 9313 | 8546 | 5919 | . | . | 1377.124 | 1432.058 | 1874.178 | 1967.375 | 1852.962 | 1601.026 | 1471.08 | 1062.299 | 974.785 | 675.113 | 0 | 0 | 125263 | 125263 | 14288 | 2020 | solar PV | TRUE
63505 | N | . | Cherry Blossom Solar LLC | CBH Lessor LLC | 63242 | SC | SAT | SERC |  | 22 | 2 | NAICS-22 Non-Cogen | PV | SUN | SUN | CPLE | A |  | 0 | 0 | 0 | 0 | 0 | 0 | 0 | 0 | 0 | 0 | 0 | 0 | 0 | 0 | 0 | 0 | 0 | 0 | 0 | 0 | 0 | 0 | 0 | 0 | 0 | 0 | 0 | 0 | 0 | 0 | 0 | 0 | 0 | 0 | 0 | 0 | 10780 | 11364 | 14518 | 18516 | 20494 | 17959 | 20402 | 17119 | 14493 | 14342 | 11363 | 10741 | 10780 | 11364 | 14518 | 18516 | 20494 | 17959 | 20402 | 17119 | 14493 | 14342 | 11363 | 10741 | 1229.625 | 1296.251 | 1655.972 | 2112.024 | 2337.602 | 2048.509 | 2327.173 | 1952.638 | 1653.091 | 1635.931 | 1296.072 | 1225.112 | 0 | 0 | 182091 | 182091 | 20770 | 2020 | solar PV | TRUE
63510 | N | . | Walnut Unified School District Walnut HS Hybrid | Tesla Inc. | 60947 | CA | PACC | WECC |  | 22 | 2 | NAICS-22 Non-Cogen | BA | MWH | OTH | CISO | A | megawatthours | . | 0 | 0 | 0 | 0 | 0 | 0 | 0 | 0 | 0 | 0 | 0 | . | 0 | 0 | 0 | 0 | 0 | 0 | 0 | 0 | 0 | 0 | 0 | . | 0 | 0 | 0 | 0 | 0 | 0 | 0 | 0 | 0 | 0 | 0 | . | 0 | 0 | 0 | 0 | 0 | 0 | 0 | 0 | 0 | 0 | 0 | . | 0 | 0 | 0 | 0 | 0 | 0 | 0 | 0 | 0 | 0 | 0 | . | 0 | 0 | 0 | 0 | 0 | 0 | 0 | 0 | 0 | 0 | 0 | 0 | 0 | 0 | 0 | 0 | 2020 | other | TRUE
63510 | N | . | Walnut Unified School District Walnut HS Hybrid | Tesla Inc. | 60947 | CA | PACC | WECC |  | 22 | 2 | NAICS-22 Non-Cogen | PV | SUN | SUN | CISO | A |  | . | 0 | 0 | 0 | 0 | 0 | 0 | 0 | 0 | 0 | 0 | 0 | . | 0 | 0 | 0 | 0 | 0 | 0 | 0 | 0 | 0 | 0 | 0 | . | 0 | 0 | 0 | 0 | 0 | 0 | 0 | 0 | 0 | 0 | 0 | . | 1167 | 1142 | 1440 | 1884 | 1876 | 2119 | 1756 | 1379 | 1274 | 1007 | 798 | . | 1167 | 1142 | 1440 | 1884 | 1876 | 2119 | 1756 | 1379 | 1274 | 1007 | 798 | . | 133.148 | 130.294 | 164.207 | 214.905 | 214.003 | 241.72 | 200.258 | 157.242 | 145.343 | 114.904 | 90.976 | 0 | 0 | 15842 | 15842 | 1807 | 2020 | solar PV | TRUE
63511 | N | . | Mohonasen Central School District | Tesla Inc. | 60947 | NY | MAT | NPCC |  | 22 | 2 | NAICS-22 Non-Cogen | PV | SUN | SUN | NYIS | A |  | 0 | 0 | 0 | 0 | 0 | 0 | 0 | 0 | 0 | 0 | 0 | 0 | 0 | 0 | 0 | 0 | 0 | 0 | 0 | 0 | 0 | 0 | 0 | 0 | 0 | 0 | 0 | 0 | 0 | 0 | 0 | 0 | 0 | 0 | 0 | 0 | 921 | 1028 | 1486 | 1490 | 1957 | 1967 | 1871 | 1589 | 1562 | 1109 | 1021 | 691 | 921 | 1028 | 1486 | 1490 | 1957 | 1967 | 1871 | 1589 | 1562 | 1109 | 1021 | 691 | 105.009 | 117.236 | 169.513 | 169.977 | 223.212 | 224.392 | 213.416 | 181.205 | 178.203 | 126.516 | 116.51 | 78.811 | 0 | 0 | 16692 | 16692 | 1904 | 2020 | solar PV | TRUE
63512 | N | . | Wor-Wic Community College - Offsite | Tesla Inc. | 60947 | MD | SAT | RFC |  | 22 | 2 | NAICS-22 Non-Cogen | PV | SUN | SUN | PJM | A |  | 0 | 0 | 0 | 0 | 0 | 0 | 0 | 0 | 0 | 0 | 0 | 0 | 0 | 0 | 0 | 0 | 0 | 0 | 0 | 0 | 0 | 0 | 0 | 0 | 0 | 0 | 0 | 0 | 0 | 0 | 0 | 0 | 0 | 0 | 0 | 0 | 1831 | 2079 | 2642 | 2963 | 3387 | 3650 | 3626 | 3023 | 2683 | 2302 | 2079 | 1533 | 1831 | 2079 | 2642 | 2963 | 3387 | 3650 | 3626 | 3023 | 2683 | 2302 | 2079 | 1533 | 208.797 | 237.173 | 301.301 | 337.986 | 386.362 | 416.317 | 413.631 | 344.843 | 305.993 | 262.609 | 237.157 | 174.831 | 0 | 0 | 31798 | 31798 | 3627 | 2020 | solar PV | TRUE
63514 | N | . | Moonlight Packing - Phase 2 | CalCom Energy | 63226 | CA | PACC | WECC |  | 22 | 2 | NAICS-22 Non-Cogen | PV | SUN | SUN | CISO | A |  | 0 | 0 | 0 | 0 | 0 | 0 | 0 | 0 | 0 | 0 | 0 | 0 | 0 | 0 | 0 | 0 | 0 | 0 | 0 | 0 | 0 | 0 | 0 | 0 | 0 | 0 | 0 | 0 | 0 | 0 | 0 | 0 | 0 | 0 | 0 | 0 | 1253 | 1698 | 1662 | 2095 | 2741 | 2730 | 3083 | 2554 | 2006 | 1854 | 1466 | 1160 | 1253 | 1698 | 1662 | 2095 | 2741 | 2730 | 3083 | 2554 | 2006 | 1854 | 1466 | 1160 | 142.91 | 193.724 | 189.57 | 238.912 | 312.676 | 311.363 | 351.689 | 291.365 | 228.779 | 211.467 | 167.18 | 132.365 | 0 | 0 | 24302 | 24302 | 2772 | 2020 | solar PV | TRUE
63516 | N | . | California City | Goldman Sachs Renewable Power Group | 61944 | CA | PACC | WECC |  | 22 | 2 | NAICS-22 Non-Cogen | PV | SUN | SUN | CISO | A |  | 0 | 0 | 0 | 0 | 0 | 0 | 0 | 0 | 0 | 0 | 0 | 0 | 0 | 0 | 0 | 0 | 0 | 0 | 0 | 0 | 0 | 0 | 0 | 0 | 0 | 0 | 0 | 0 | 0 | 0 | 0 | 0 | 0 | 0 | 0 | 0 | 2424 | 3285 | 3215 | 4052 | 5302 | 5280 | 5964 | 4941 | 3880 | 3586 | 2835 | 2245 | 2424 | 3285 | 3215 | 4052 | 5302 | 5280 | 5964 | 4941 | 3880 | 3586 | 2835 | 2245 | 276.44 | 374.728 | 366.694 | 462.138 | 604.822 | 602.282 | 680.288 | 563.6 | 442.537 | 409.049 | 323.383 | 256.039 | 0 | 0 | 47009 | 47009 | 5362 | 2020 | solar PV | TRUE
63519 | N | . | CED Crane Solar | Consolidated Edison Development Inc. | 56769 | TX | WSC | TRE |  | 22 | 2 | NAICS-22 Non-Cogen | PV | SUN | SUN | ERCO | M |  | . | . | . | . | . | 0 | 0 | 0 | 0 | 0 | 0 | 0 | . | . | . | . | . | 0 | 0 | 0 | 0 | 0 | 0 | 0 | . | . | . | . | . | 0 | 0 | 0 | 0 | 0 | 0 | 0 | . | . | . | . | . | 63491 | 363953 | 297263 | 282902 | 241154 | 145313 | 168432 | . | . | . | . | . | 63491 | 363953 | 297263 | 282902 | 241154 | 145313 | 168432 | . | . | . | . | . | 7242 | 41514 | 33907 | 32269 | 27507 | 16575 | 19212 | 0 | 0 | 1562508 | 1562508 | 178226 | 2020 | solar PV | TRUE
63520 | N | . | PA Solar Park II | Consolidated Edison Development Inc. | 56769 | PA | MAT | RFC |  | 22 | 2 | NAICS-22 Non-Cogen | PV | SUN | SUN | PJM | A |  | 0 | 0 | 0 | 0 | 0 | 0 | 0 | 0 | 0 | 0 | 0 | 0 | 0 | 0 | 0 | 0 | 0 | 0 | 0 | 0 | 0 | 0 | 0 | 0 | 0 | 0 | 0 | 0 | 0 | 0 | 0 | 0 | 0 | 0 | 0 | 0 | 4236 | 5090 | 7584 | 7613 | 9615 | 10062 | 9471 | 8727 | 7541 | 5652 | 5184 | 3257 | 4236 | 5090 | 7584 | 7613 | 9615 | 10062 | 9471 | 8727 | 7541 | 5652 | 5184 | 3257 | 483.204 | 580.576 | 865.064 | 868.422 | 1096.745 | 1147.721 | 1080.262 | 995.404 | 860.181 | 644.678 | 591.26 | 371.483 | 0 | 0 | 84032 | 84032 | 9585 | 2020 | solar PV | TRUE
63521 | N | . | CED Mason City Wind | Consolidated Edison Development Inc. | 56769 | IA | WNC | MRO |  | 22 | 2 | NAICS-22 Non-Cogen | WT | WND | WND | MISO | A |  | . | . | . | . | 0 | 0 | 0 | 0 | 0 | 0 | 0 | 0 | . | . | . | . | 0 | 0 | 0 | 0 | 0 | 0 | 0 | 0 | . | . | . | . | 0 | 0 | 0 | 0 | 0 | 0 | 0 | 0 | . | . | . | . | 19772 | 23192 | 12705 | 17170 | 22119 | 24699 | 28260 | 21804 | . | . | . | . | 19772 | 23192 | 12705 | 17170 | 22119 | 24699 | 28260 | 21804 | . | . | . | . | 2255.231 | 2645.382 | 1449.18 | 1958.471 | 2522.933 | 2817.288 | 3223.474 | 2487.041 | 0 | 0 | 169721 | 169721 | 19359 | 2020 | onshore wind | TRUE
63523 | N | . | Spruce - WCMD - Rubble II | Goldman Sachs Renewable Power Group | 61944 | MD | SAT | RFC |  | 22 | 2 | NAICS-22 Non-Cogen | PV | SUN | SUN | PJM | A |  | 0 | 0 | 0 | 0 | 0 | 0 | 0 | 0 | 0 | 0 | 0 | 0 | 0 | 0 | 0 | 0 | 0 | 0 | 0 | 0 | 0 | 0 | 0 | 0 | 0 | 0 | 0 | 0 | 0 | 0 | 0 | 0 | 0 | 0 | 0 | 0 | 1419 | 1612 | 2048 | 2297 | 2626 | 2830 | 2811 | 2344 | 2080 | 1785 | 1612 | 1188 | 1419 | 1612 | 2048 | 2297 | 2626 | 2830 | 2811 | 2344 | 2080 | 1785 | 1612 | 1188 | 161.881 | 183.879 | 233.597 | 262.039 | 299.545 | 322.769 | 320.687 | 267.355 | 237.235 | 203.6 | 183.867 | 135.546 | 0 | 0 | 24652 | 24652 | 2812 | 2020 | solar PV | TRUE
63524 | N | . | Spruce - WCMD - Rubble I | Goldman Sachs Renewable Power Group | 61944 | MD | SAT | RFC |  | 22 | 2 | NAICS-22 Non-Cogen | PV | SUN | SUN | PJM | A |  | 0 | 0 | 0 | 0 | 0 | 0 | 0 | 0 | 0 | 0 | 0 | 0 | 0 | 0 | 0 | 0 | 0 | 0 | 0 | 0 | 0 | 0 | 0 | 0 | 0 | 0 | 0 | 0 | 0 | 0 | 0 | 0 | 0 | 0 | 0 | 0 | 1422 | 1616 | 2052 | 2302 | 2632 | 2836 | 2817 | 2349 | 2084 | 1789 | 1615 | 1191 | 1422 | 1616 | 2052 | 2302 | 2632 | 2836 | 2817 | 2349 | 2084 | 1789 | 1615 | 1191 | 162.226 | 184.272 | 234.096 | 262.598 | 300.184 | 323.458 | 321.371 | 267.926 | 237.741 | 204.034 | 184.259 | 135.835 | 0 | 0 | 24705 | 24705 | 2818 | 2020 | solar PV | TRUE
63525 | N | . | Spruce - WCMD - Creek | Goldman Sachs Renewable Power Group | 61944 | MD | SAT | RFC |  | 22 | 2 | NAICS-22 Non-Cogen | PV | SUN | SUN | PJM | A |  | 0 | 0 | 0 | 0 | 0 | 0 | 0 | 0 | 0 | 0 | 0 | 0 | 0 | 0 | 0 | 0 | 0 | 0 | 0 | 0 | 0 | 0 | 0 | 0 | 0 | 0 | 0 | 0 | 0 | 0 | 0 | 0 | 0 | 0 | 0 | 0 | 1264 | 1436 | 1824 | 2046 | 2339 | 2521 | 2505 | 2088 | 1853 | 1590 | 1436 | 1059 | 1264 | 1436 | 1824 | 2046 | 2339 | 2521 | 2505 | 2088 | 1853 | 1590 | 1436 | 1059 | 144.208 | 163.804 | 208.094 | 233.431 | 266.842 | 287.531 | 285.676 | 238.167 | 211.335 | 181.372 | 163.793 | 120.747 | 0 | 0 | 21961 | 21961 | 2505 | 2020 | solar PV | TRUE
63526 | N | . | Spruce - WCMD - Resh I | Goldman Sachs Renewable Power Group | 61944 | MD | SAT | RFC |  | 22 | 2 | NAICS-22 Non-Cogen | PV | SUN | SUN | PJM | A |  | 0 | 0 | 0 | 0 | 0 | 0 | 0 | 0 | 0 | 0 | 0 | 0 | 0 | 0 | 0 | 0 | 0 | 0 | 0 | 0 | 0 | 0 | 0 | 0 | 0 | 0 | 0 | 0 | 0 | 0 | 0 | 0 | 0 | 0 | 0 | 0 | 1367 | 1552 | 1972 | 2212 | 2529 | 2725 | 2707 | 2257 | 2003 | 1719 | 1552 | 1144 | 1367 | 1552 | 1972 | 2212 | 2529 | 2725 | 2707 | 2257 | 2003 | 1719 | 1552 | 1144 | 155.894 | 177.079 | 224.958 | 252.348 | 288.467 | 310.831 | 308.826 | 257.467 | 228.461 | 196.07 | 177.067 | 130.532 | 0 | 0 | 23739 | 23739 | 2708 | 2020 | solar PV | TRUE
63527 | N | . | Lafayette 2 - Internal Services Dept | Goldman Sachs Renewable Power Group | 61944 | CA | PACC | WECC |  | 22 | 2 | NAICS-22 Non-Cogen | PV | SUN | SUN | CISO | A |  | . | . | . | . | . | . | . | 0 | 0 | 0 | 0 | 0 | . | . | . | . | . | . | . | 0 | 0 | 0 | 0 | 0 | . | . | . | . | . | . | . | 0 | 0 | 0 | 0 | 0 | . | . | . | . | . | . | . | 1362 | 1070 | 989 | 782 | 619 | . | . | . | . | . | . | . | 1362 | 1070 | 989 | 782 | 619 | . | . | . | . | . | . | . | 155.408 | 122.027 | 112.793 | 89.171 | 70.601 | 0 | 0 | 4822 | 4822 | 550 | 2020 | solar PV | TRUE
63530 | N | . | Jersey City DWP | Onyx Asset Services Group | 60584 | NJ | MAT | RFC |  | 22 | 2 | NAICS-22 Non-Cogen | PV | SUN | SUN | PJM | A |  | 0 | 0 | 0 | 0 | 0 | 0 | 0 | 0 | 0 | 0 | 0 | 0 | 0 | 0 | 0 | 0 | 0 | 0 | 0 | 0 | 0 | 0 | 0 | 0 | 0 | 0 | 0 | 0 | 0 | 0 | 0 | 0 | 0 | 0 | 0 | 0 | 645 | 724 | 1038 | 1079 | 1412 | 1482 | 1396 | 1206 | 1108 | 800 | 734 | 509 | 645 | 724 | 1038 | 1079 | 1412 | 1482 | 1396 | 1206 | 1108 | 800 | 734 | 509 | 73.544 | 82.628 | 118.342 | 123.063 | 161.056 | 169.065 | 159.233 | 137.583 | 126.416 | 91.288 | 83.767 | 58.015 | 0 | 0 | 12133 | 12133 | 1384 | 2020 | solar PV | TRUE
63531 | N | . | Pima Community College NW | Onyx Asset Services Group | 60584 | AZ | MTN | WECC |  | 22 | 2 | NAICS-22 Non-Cogen | PV | SUN | SUN | TEPC | A |  | 0 | 0 | 0 | 0 | 0 | 0 | 0 | 0 | 0 | 0 | 0 | 0 | 0 | 0 | 0 | 0 | 0 | 0 | 0 | 0 | 0 | 0 | 0 | 0 | 0 | 0 | 0 | 0 | 0 | 0 | 0 | 0 | 0 | 0 | 0 | 0 | 1601 | 1849 | 2086 | 2789 | 3021 | 2886 | 2892 | 2659 | 2402 | 2265 | 1617 | 1436 | 1601 | 1849 | 2086 | 2789 | 3021 | 2886 | 2892 | 2659 | 2402 | 2265 | 1617 | 1436 | 182.627 | 210.899 | 237.959 | 318.093 | 344.555 | 329.188 | 329.863 | 303.263 | 274.006 | 258.313 | 184.478 | 163.756 | 0 | 0 | 27503 | 27503 | 3137 | 2020 | solar PV | TRUE
63532 | N | . | Winona Community Solar One LLC | Madison Energy Holdings LLC | 62915 | MN | WNC | MRO |  | 22 | 2 | NAICS-22 Non-Cogen | PV | SUN | SUN | MISO | A |  | . | . | . | . | . | 0 | 0 | 0 | 0 | 0 | 0 | 0 | . | . | . | . | . | 0 | 0 | 0 | 0 | 0 | 0 | 0 | . | . | . | . | . | 0 | 0 | 0 | 0 | 0 | 0 | 0 | . | . | . | . | . | 1316 | 1269 | 1257 | 886 | 663 | 507 | 318 | . | . | . | . | . | 1316 | 1269 | 1257 | 886 | 663 | 507 | 318 | . | . | . | . | . | 150.106 | 144.743 | 143.323 | 101.068 | 75.636 | 57.884 | 36.24 | 0 | 0 | 6216 | 6216 | 709 | 2020 | solar PV | TRUE
63533 | N | . | Goodhue Community Solar Two LLC | Madison Energy Holdings LLC | 62915 | MN | WNC | MRO |  | 22 | 2 | NAICS-22 Non-Cogen | PV | SUN | SUN | MISO | A |  | . | . | . | 0 | 0 | 0 | 0 | 0 | 0 | 0 | 0 | 0 | . | . | . | 0 | 0 | 0 | 0 | 0 | 0 | 0 | 0 | 0 | . | . | . | 0 | 0 | 0 | 0 | 0 | 0 | 0 | 0 | 0 | . | . | . | 1318 | 1371 | 1486 | 1432 | 1418 | 1000 | 749 | 573 | 359 | . | . | . | 1318 | 1371 | 1486 | 1432 | 1418 | 1000 | 749 | 573 | 359 | . | . | . | 150.293 | 156.336 | 169.451 | 163.396 | 161.794 | 114.093 | 85.383 | 65.343 | 40.911 | 0 | 0 | 9706 | 9706 | 1107 | 2020 | solar PV | TRUE
63534 | N | . | Houston/Winona Community Solar One LLC | Madison Energy Holdings LLC | 62915 | MN | WNC | MRO |  | 22 | 2 | NAICS-22 Non-Cogen | PV | SUN | SUN | MISO | A |  | . | . | . | . | . | 0 | 0 | 0 | 0 | 0 | 0 | 0 | . | . | . | . | . | 0 | 0 | 0 | 0 | 0 | 0 | 0 | . | . | . | . | . | 0 | 0 | 0 | 0 | 0 | 0 | 0 | . | . | . | . | . | 1396 | 1346 | 1333 | 940 | 703 | 538 | 337 | . | . | . | . | . | 1396 | 1346 | 1333 | 940 | 703 | 538 | 337 | . | . | . | . | . | 159.21 | 153.521 | 152.016 | 107.198 | 80.223 | 61.394 | 38.438 | 0 | 0 | 6593 | 6593 | 752 | 2020 | solar PV | TRUE
63535 | N | . | Solar BESS Hybrid | Cobb Electric Membership Corporation | 63260 | GA | SAT | SERC |  | 22 | 2 | NAICS-22 Non-Cogen | BA | MWH | OTH | SOCO | A | megawatthours | . | . | . | . | . | . | . | . | . | 6 | 6 | 6 | . | . | . | . | . | . | . | . | . | 6 | 6 | 6 | . | . | . | . | . | . | . | . | . | 0 | 0 | 0 | . | . | . | . | . | . | . | . | . | 0 | 0 | 0 | . | . | . | . | . | . | . | . | . | 0 | 0 | 0 | . | . | . | . | . | . | . | . | . | -1.593 | -1.607 | -1.8 | 18 | 18 | 0 | 0 | -5 | 2020 | other | TRUE
63535 | N | . | Solar BESS Hybrid | Cobb Electric Membership Corporation | 63260 | GA | SAT | SERC |  | 22 | 2 | NAICS-22 Non-Cogen | PV | SUN | SUN | SOCO | A |  | . | . | . | . | . | . | . | . | . | 0 | 0 | 0 | . | . | . | . | . | . | . | . | . | 0 | 0 | 0 | . | . | . | . | . | . | . | . | . | 0 | 0 | 0 | . | . | . | . | . | . | . | . | . | 2335 | 1942 | 1869 | . | . | . | . | . | . | . | . | . | 2335 | 1942 | 1869 | . | . | . | . | . | . | . | . | . | 266.357 | 221.499 | 213.144 | 0 | 0 | 6146 | 6146 | 701 | 2020 | solar PV | TRUE
63536 | N | . | Amazon DEN2 Solar Project | Solar Star Prime 1 LLC | 63259 | CO | MTN | WECC |  | 22 | 2 | NAICS-22 Non-Cogen | PV | SUN | SUN | PSCO | A |  | 0 | 0 | 0 | 0 | 0 | 0 | 0 | 0 | 0 | 0 | 0 | 0 | 0 | 0 | 0 | 0 | 0 | 0 | 0 | 0 | 0 | 0 | 0 | 0 | 0 | 0 | 0 | 0 | 0 | 0 | 0 | 0 | 0 | 0 | 0 | 0 | 831 | 875 | 1340 | 1498 | 1739 | 1686 | 1748 | 1424 | 1388 | 1046 | 901 | 681 | 831 | 875 | 1340 | 1498 | 1739 | 1686 | 1748 | 1424 | 1388 | 1046 | 901 | 681 | 94.736 | 99.795 | 152.88 | 170.859 | 198.402 | 192.348 | 199.353 | 162.477 | 158.346 | 119.309 | 102.812 | 77.683 | 0 | 0 | 15157 | 15157 | 1729 | 2020 | solar PV | TRUE
63537 | N | . | Amazon BDL3 Solar Project | Solar Star Prime 1 LLC | 63259 | CT | NEW | NPCC |  | 22 | 2 | NAICS-22 Non-Cogen | PV | SUN | SUN | ISNE | A |  | 0 | 0 | 0 | 0 | 0 | 0 | 0 | 0 | 0 | 0 | 0 | 0 | 0 | 0 | 0 | 0 | 0 | 0 | 0 | 0 | 0 | 0 | 0 | 0 | 0 | 0 | 0 | 0 | 0 | 0 | 0 | 0 | 0 | 0 | 0 | 0 | 632 | 743 | 1060 | 997 | 1399 | 1330 | 1320 | 1213 | 1109 | 788 | 661 | 460 | 632 | 743 | 1060 | 997 | 1399 | 1330 | 1320 | 1213 | 1109 | 788 | 661 | 460 | 72.111 | 84.772 | 120.882 | 113.75 | 159.533 | 151.733 | 150.567 | 138.355 | 126.451 | 89.922 | 75.438 | 52.486 | 0 | 0 | 11712 | 11712 | 1336 | 2020 | solar PV | TRUE
63540 | Y | . | Essex County Correctional Facility Cogen | Essex County Correctional Facility Cogen | 63229 | NJ | MAT | RFC |  | 22 | 3 | NAICS-22 Cogen | IC | NG | NG | PJM | A | mcf | 18632 | 16337 | 16579 | 15070 | 12733 | 21161 | 32269 | 28265 | 17875 | 19716 | 17319 | 12579 | 18632 | 16337 | 16579 | 15070 | 12733 | 21161 | 32269 | 28265 | 17875 | 19716 | 17319 | 12579 | 1.03 | 1.03 | 1.03 | 1.03 | 1.03 | 1.03 | 1.03 | 1.03 | 1.03 | 1.03 | 1.03 | 1.03 | 19191 | 16827 | 17076 | 15522 | 13115 | 21796 | 33237 | 29113 | 18411 | 20307 | 17839 | 12956 | 19191 | 16827 | 17076 | 15522 | 13115 | 21796 | 33237 | 29113 | 18411 | 20307 | 17839 | 12956 | 1847.007 | 1619.439 | 1643.405 | 1493.838 | 1262.133 | 2097.62 | 3198.678 | 2801.745 | 1771.887 | 1954.346 | 1716.715 | 1246.867 | 228535 | 228535 | 235390 | 235390 | 22653.68 | 2020 | natural gas peaker | TRUE
63543 | N | . | Lange Solar | Arcadia Solar, LLC | 63258 | MN | WNC | MRO |  | 22 | 2 | NAICS-22 Non-Cogen | PV | SUN | SUN | MISO | A |  | 0 | 0 | 0 | 0 | 0 | 0 | 0 | 0 | 0 | 0 | 0 | 0 | 0 | 0 | 0 | 0 | 0 | 0 | 0 | 0 | 0 | 0 | 0 | 0 | 0 | 0 | 0 | 0 | 0 | 0 | 0 | 0 | 0 | 0 | 0 | 0 | 627 | 1391 | 1688 | 2232 | 2322 | 2516 | 2427 | 2403 | 1694 | 1268 | 970 | 608 | 627 | 1391 | 1688 | 2232 | 2322 | 2516 | 2427 | 2403 | 1694 | 1268 | 970 | 608 | 71.568 | 158.712 | 192.563 | 254.583 | 264.818 | 287.034 | 276.778 | 274.064 | 193.264 | 144.631 | 110.686 | 69.299 | 0 | 0 | 20146 | 20146 | 2298 | 2020 | solar PV | TRUE
63545 | N | . | Chevron - Lost Hills Hybrid | Goldman Sachs Renewable Power Group | 61944 | CA | PACC | WECC |  | 22 | 2 | NAICS-22 Non-Cogen | PV | SUN | SUN | CISO | M |  | . | . | . | 0 | 0 | 0 | 0 | 0 | 0 | 0 | 0 | 0 | . | . | . | 0 | 0 | 0 | 0 | 0 | 0 | 0 | 0 | 0 | . | . | . | 0 | 0 | 0 | 0 | 0 | 0 | 0 | 0 | 0 | . | . | . | 34095 | 77684 | 80428 | 81971 | 65279 | 47868 | 42616 | 33130 | 28177 | . | . | . | 34095 | 77684 | 80428 | 81971 | 65279 | 47868 | 42616 | 33130 | 28177 | . | . | . | 3889 | 8861 | 9174 | 9350 | 7446 | 5460 | 4861 | 3779 | 3214 | 0 | 0 | 491248 | 491248 | 56034 | 2020 | solar PV | TRUE
63548 | N | . | Lily Solar | X-Elio North America Inc | 57354 | SC | SAT | SERC |  | 22 | 2 | NAICS-22 Non-Cogen | PV | SUN | SUN | SCEG | M |  | . | 0 | 0 | 0 | 0 | 0 | 0 | 0 | 0 | 0 | 0 | 0 | . | 0 | 0 | 0 | 0 | 0 | 0 | 0 | 0 | 0 | 0 | 0 | . | 0 | 0 | 0 | 0 | 0 | 0 | 0 | 0 | 0 | 0 | 0 | . | 9512 | 103074 | 141008 | 146260 | 103582 | 102574 | 100636 | 99847 | 108053 | 89152 | 85671 | . | 9512 | 103074 | 141008 | 146260 | 103582 | 102574 | 100636 | 99847 | 108053 | 89152 | 85671 | . | 1085 | 11757 | 16084 | 16683 | 11815 | 11700 | 11479 | 11389 | 12325 | 10169 | 9772 | 0 | 0 | 1089369 | 1089369 | 124258 | 2020 | solar PV | TRUE
63554 | N | . | Mohave Electric Cooperative at Joy Lane | Constellation Solar Arizona 2, LLC | 60404 | AZ | MTN | WECC |  | 22 | 2 | NAICS-22 Non-Cogen | PV | SUN | SUN | WALC | A |  | 0 | 0 | 0 | 0 | 0 | 0 | 0 | 0 | 0 | 0 | 0 | 0 | 0 | 0 | 0 | 0 | 0 | 0 | 0 | 0 | 0 | 0 | 0 | 0 | 0 | 0 | 0 | 0 | 0 | 0 | 0 | 0 | 0 | 0 | 0 | 0 | 15786 | 18230 | 20569 | 27496 | 29783 | 28455 | 28513 | 26214 | 23685 | 22329 | 15946 | 14155 | 15786 | 18230 | 20569 | 27496 | 29783 | 28455 | 28513 | 26214 | 23685 | 22329 | 15946 | 14155 | 1800.64 | 2079.412 | 2346.215 | 3136.313 | 3397.225 | 3245.711 | 3252.363 | 2990.096 | 2701.626 | 2546.902 | 1818.903 | 1614.594 | 0 | 0 | 271161 | 271161 | 30930 | 2020 | solar PV | TRUE
63555 | N | . | St. Joseph's Solar, LLC CSG | 38 Degrees North, LLC | 63281 | MA | NEW | NPCC |  | 22 | 2 | NAICS-22 Non-Cogen | PV | SUN | SUN | ISNE | A |  | 0 | 0 | 0 | 0 | 0 | 0 | 0 | 0 | 0 | 0 | 0 | 0 | 0 | 0 | 0 | 0 | 0 | 0 | 0 | 0 | 0 | 0 | 0 | 0 | 0 | 0 | 0 | 0 | 0 | 0 | 0 | 0 | 0 | 0 | 0 | 0 | 669 | 876 | 1333 | 1278 | 1802 | 1703 | 1677 | 1585 | 1376 | 1001 | 716 | 545 | 669 | 876 | 1333 | 1278 | 1802 | 1703 | 1677 | 1585 | 1376 | 1001 | 716 | 545 | 76.311 | 99.956 | 152.091 | 145.825 | 205.586 | 194.237 | 191.281 | 180.818 | 156.997 | 114.142 | 81.631 | 62.125 | 0 | 0 | 14561 | 14561 | 1661 | 2020 | solar PV | TRUE
63556 | N | . | Boutillier Solar, LLC CSG | 38 Degrees North, LLC | 63281 | MA | NEW | NPCC |  | 22 | 2 | NAICS-22 Non-Cogen | PV | SUN | SUN | ISNE | A |  | 0 | 0 | 0 | 0 | 0 | 0 | 0 | 0 | 0 | 0 | 0 | 0 | 0 | 0 | 0 | 0 | 0 | 0 | 0 | 0 | 0 | 0 | 0 | 0 | 0 | 0 | 0 | 0 | 0 | 0 | 0 | 0 | 0 | 0 | 0 | 0 | 1949 | 2553 | 3885 | 3725 | 5252 | 4962 | 4887 | 4619 | 4011 | 2916 | 2085 | 1587 | 1949 | 2553 | 3885 | 3725 | 5252 | 4962 | 4887 | 4619 | 4011 | 2916 | 2085 | 1587 | 222.365 | 291.261 | 443.179 | 424.921 | 599.058 | 565.987 | 557.375 | 526.888 | 457.475 | 332.599 | 237.866 | 181.026 | 0 | 0 | 42431 | 42431 | 4840 | 2020 | solar PV | TRUE
63557 | N | . | Blair Wire Village Solar, LLC CSG | 38 Degrees North, LLC | 63281 | MA | NEW | NPCC |  | 22 | 2 | NAICS-22 Non-Cogen | PV | SUN | SUN | ISNE | A |  | 0 | 0 | 0 | 0 | 0 | 0 | 0 | 0 | 0 | 0 | 0 | 0 | 0 | 0 | 0 | 0 | 0 | 0 | 0 | 0 | 0 | 0 | 0 | 0 | 0 | 0 | 0 | 0 | 0 | 0 | 0 | 0 | 0 | 0 | 0 | 0 | 702 | 920 | 1400 | 1342 | 1892 | 1788 | 1761 | 1664 | 1445 | 1051 | 751 | 572 | 702 | 920 | 1400 | 1342 | 1892 | 1788 | 1761 | 1664 | 1445 | 1051 | 751 | 572 | 80.126 | 104.95 | 159.691 | 153.112 | 215.859 | 203.942 | 200.839 | 189.854 | 164.842 | 119.846 | 85.71 | 65.229 | 0 | 0 | 15288 | 15288 | 1744 | 2020 | solar PV | TRUE
63558 | N | . | Barton Acres Solar, LLC CSG | 38 Degrees North, LLC | 63281 | MA | NEW | NPCC |  | 22 | 2 | NAICS-22 Non-Cogen | PV | SUN | SUN | ISNE | A |  | 0 | 0 | 0 | 0 | 0 | 0 | 0 | 0 | 0 | 0 | 0 | 0 | 0 | 0 | 0 | 0 | 0 | 0 | 0 | 0 | 0 | 0 | 0 | 0 | 0 | 0 | 0 | 0 | 0 | 0 | 0 | 0 | 0 | 0 | 0 | 0 | 687 | 900 | 1369 | 1312 | 1850 | 1748 | 1721 | 1627 | 1413 | 1027 | 735 | 559 | 687 | 900 | 1369 | 1312 | 1850 | 1748 | 1721 | 1627 | 1413 | 1027 | 735 | 559 | 78.332 | 102.603 | 156.12 | 149.688 | 211.032 | 199.382 | 196.348 | 185.608 | 161.156 | 117.166 | 83.794 | 63.771 | 0 | 0 | 14948 | 14948 | 1705 | 2020 | solar PV | TRUE
63561 | N | . | Cherry Valley Solar, LLC CSG | 38 Degrees North, LLC | 63281 | MA | NEW | NPCC |  | 22 | 2 | NAICS-22 Non-Cogen | PV | SUN | SUN | ISNE | A |  | 0 | 0 | 0 | 0 | 0 | 0 | 0 | 0 | 0 | 0 | 0 | 0 | 0 | 0 | 0 | 0 | 0 | 0 | 0 | 0 | 0 | 0 | 0 | 0 | 0 | 0 | 0 | 0 | 0 | 0 | 0 | 0 | 0 | 0 | 0 | 0 | 669 | 877 | 1334 | 1279 | 1803 | 1704 | 1678 | 1586 | 1377 | 1001 | 716 | 545 | 669 | 877 | 1334 | 1279 | 1803 | 1704 | 1678 | 1586 | 1377 | 1001 | 716 | 545 | 76.359 | 100.016 | 152.182 | 145.913 | 205.709 | 194.353 | 191.396 | 180.927 | 157.092 | 114.211 | 81.68 | 62.162 | 0 | 0 | 14569 | 14569 | 1662 | 2020 | solar PV | TRUE
63562 | N | . | ISM Solar Dighton 2, LLC CSG | 38 Degrees North, LLC | 63281 | MA | NEW | NPCC |  | 22 | 2 | NAICS-22 Non-Cogen | PV | SUN | SUN | ISNE | A |  | 0 | 0 | 0 | 0 | 0 | 0 | 0 | 0 | 0 | 0 | 0 | 0 | 0 | 0 | 0 | 0 | 0 | 0 | 0 | 0 | 0 | 0 | 0 | 0 | 0 | 0 | 0 | 0 | 0 | 0 | 0 | 0 | 0 | 0 | 0 | 0 | 1541 | 2019 | 3071 | 2945 | 4152 | 3922 | 3863 | 3651 | 3170 | 2305 | 1648 | 1255 | 1541 | 2019 | 3071 | 2945 | 4152 | 3922 | 3863 | 3651 | 3170 | 2305 | 1648 | 1255 | 175.777 | 230.241 | 350.331 | 335.898 | 473.553 | 447.411 | 440.603 | 416.503 | 361.632 | 262.918 | 188.032 | 143.101 | 0 | 0 | 33542 | 33542 | 3826 | 2020 | solar PV | TRUE
63563 | N | . | Incom Solar, LLC CSG | 38 Degrees North, LLC | 63281 | MA | NEW | NPCC |  | 22 | 2 | NAICS-22 Non-Cogen | PV | SUN | SUN | ISNE | A |  | 0 | 0 | 0 | 0 | 0 | 0 | 0 | 0 | 0 | 0 | 0 | 0 | 0 | 0 | 0 | 0 | 0 | 0 | 0 | 0 | 0 | 0 | 0 | 0 | 0 | 0 | 0 | 0 | 0 | 0 | 0 | 0 | 0 | 0 | 0 | 0 | 1479 | 1938 | 2949 | 2827 | 3986 | 3766 | 3708 | 3505 | 3044 | 2213 | 1583 | 1204 | 1479 | 1938 | 2949 | 2827 | 3986 | 3766 | 3708 | 3505 | 3044 | 2213 | 1583 | 1204 | 168.75 | 221.034 | 336.321 | 322.466 | 454.615 | 429.519 | 422.983 | 399.847 | 347.17 | 252.404 | 180.513 | 137.378 | 0 | 0 | 32202 | 32202 | 3673 | 2020 | solar PV | TRUE
63564 | N | . | JH Solar, LLC CSG | 38 Degrees North, LLC | 63281 | MA | NEW | NPCC |  | 22 | 2 | NAICS-22 Non-Cogen | PV | SUN | SUN | ISNE | A |  | 0 | 0 | 0 | 0 | 0 | 0 | 0 | 0 | 0 | 0 | 0 | 0 | 0 | 0 | 0 | 0 | 0 | 0 | 0 | 0 | 0 | 0 | 0 | 0 | 0 | 0 | 0 | 0 | 0 | 0 | 0 | 0 | 0 | 0 | 0 | 0 | 650 | 852 | 1296 | 1242 | 1751 | 1655 | 1630 | 1540 | 1337 | 972 | 695 | 529 | 650 | 852 | 1296 | 1242 | 1751 | 1655 | 1630 | 1540 | 1337 | 972 | 695 | 529 | 74.154 | 97.127 | 147.787 | 141.699 | 199.768 | 188.74 | 185.868 | 175.702 | 152.555 | 110.912 | 79.321 | 60.367 | 0 | 0 | 14149 | 14149 | 1614 | 2020 | solar PV | TRUE
63565 | N | . | Woodchuck Solar, LLC CSG | 38 Degrees North, LLC | 63281 | MA | NEW | NPCC |  | 22 | 2 | NAICS-22 Non-Cogen | PV | SUN | SUN | ISNE | A |  | 0 | 0 | 0 | 0 | 0 | 0 | 0 | 0 | 0 | 0 | 0 | 0 | 0 | 0 | 0 | 0 | 0 | 0 | 0 | 0 | 0 | 0 | 0 | 0 | 0 | 0 | 0 | 0 | 0 | 0 | 0 | 0 | 0 | 0 | 0 | 0 | 669 | 876 | 1333 | 1278 | 1802 | 1703 | 1677 | 1585 | 1376 | 1001 | 716 | 545 | 669 | 876 | 1333 | 1278 | 1802 | 1703 | 1677 | 1585 | 1376 | 1001 | 716 | 545 | 76.311 | 99.956 | 152.091 | 145.825 | 205.586 | 194.237 | 191.281 | 180.818 | 156.997 | 114.142 | 81.631 | 62.125 | 0 | 0 | 14561 | 14561 | 1661 | 2020 | solar PV | TRUE
63566 | N | . | HWY 158 PV | Ecoplexus, Inc | 58970 | NC | SAT | SERC |  | 22 | 2 | NAICS-22 Non-Cogen | PV | SUN | SUN | PJM | A |  | . | . | . | . | . | . | . | . | . | 0 | 0 | 0 | . | . | . | . | . | . | . | . | . | 0 | 0 | 0 | . | . | . | . | . | . | . | . | . | 0 | 0 | 0 | . | . | . | . | . | . | . | . | . | 2427 | 2030 | 1715 | . | . | . | . | . | . | . | . | . | 2427 | 2030 | 1715 | . | . | . | . | . | . | . | . | . | 276.817 | 231.52 | 195.663 | 0 | 0 | 6172 | 6172 | 704 | 2020 | solar PV | TRUE
63569 | N | . | Dudley River 3 Solar, LLC CSG | 38 Degrees North, LLC | 63281 | MA | NEW | NPCC |  | 22 | 2 | NAICS-22 Non-Cogen | PV | SUN | SUN | ISNE | A |  | 0 | 0 | 0 | 0 | 0 | 0 | 0 | 0 | 0 | 0 | 0 | 0 | 0 | 0 | 0 | 0 | 0 | 0 | 0 | 0 | 0 | 0 | 0 | 0 | 0 | 0 | 0 | 0 | 0 | 0 | 0 | 0 | 0 | 0 | 0 | 0 | 702 | 920 | 1399 | 1342 | 1891 | 1787 | 1760 | 1663 | 1444 | 1050 | 751 | 572 | 702 | 920 | 1399 | 1342 | 1891 | 1787 | 1760 | 1663 | 1444 | 1050 | 751 | 572 | 80.079 | 104.89 | 159.599 | 153.024 | 215.735 | 203.826 | 200.724 | 189.745 | 164.748 | 119.777 | 85.661 | 65.192 | 0 | 0 | 15281 | 15281 | 1743 | 2020 | solar PV | TRUE
63570 | N | . | Dudley River 2 Solar, LLC CSG | 38 Degrees North, LLC | 63281 | MA | NEW | NPCC |  | 22 | 2 | NAICS-22 Non-Cogen | PV | SUN | SUN | ISNE | A |  | 0 | 0 | 0 | 0 | 0 | 0 | 0 | 0 | 0 | 0 | 0 | 0 | 0 | 0 | 0 | 0 | 0 | 0 | 0 | 0 | 0 | 0 | 0 | 0 | 0 | 0 | 0 | 0 | 0 | 0 | 0 | 0 | 0 | 0 | 0 | 0 | 687 | 900 | 1370 | 1313 | 1851 | 1749 | 1722 | 1628 | 1414 | 1028 | 735 | 559 | 687 | 900 | 1370 | 1313 | 1851 | 1749 | 1722 | 1628 | 1414 | 1028 | 735 | 559 | 78.38 | 102.664 | 156.211 | 149.776 | 211.155 | 199.499 | 196.463 | 185.717 | 161.25 | 117.234 | 83.843 | 63.808 | 0 | 0 | 14956 | 14956 | 1706 | 2020 | solar PV | TRUE
63571 | N | . | Dudley River Solar, LLC CSG | 38 Degrees North, LLC | 63281 | MA | NEW | NPCC |  | 22 | 2 | NAICS-22 Non-Cogen | PV | SUN | SUN | ISNE | A |  | 0 | 0 | 0 | 0 | 0 | 0 | 0 | 0 | 0 | 0 | 0 | 0 | 0 | 0 | 0 | 0 | 0 | 0 | 0 | 0 | 0 | 0 | 0 | 0 | 0 | 0 | 0 | 0 | 0 | 0 | 0 | 0 | 0 | 0 | 0 | 0 | 696 | 912 | 1387 | 1330 | 1875 | 1772 | 1745 | 1649 | 1432 | 1041 | 745 | 567 | 696 | 912 | 1387 | 1330 | 1875 | 1772 | 1745 | 1649 | 1432 | 1041 | 745 | 567 | 79.391 | 103.987 | 158.226 | 151.707 | 213.878 | 202.071 | 198.997 | 188.112 | 163.33 | 118.746 | 84.924 | 64.631 | 0 | 0 | 15151 | 15151 | 1728 | 2020 | solar PV | TRUE
63572 | N | . | Ledeaux Solar, LLC CSG | 38 Degrees North, LLC | 63281 | MA | NEW | NPCC |  | 22 | 2 | NAICS-22 Non-Cogen | PV | SUN | SUN | ISNE | A |  | 0 | 0 | 0 | 0 | 0 | 0 | 0 | 0 | 0 | 0 | 0 | 0 | 0 | 0 | 0 | 0 | 0 | 0 | 0 | 0 | 0 | 0 | 0 | 0 | 0 | 0 | 0 | 0 | 0 | 0 | 0 | 0 | 0 | 0 | 0 | 0 | 582 | 763 | 1161 | 1113 | 1569 | 1482 | 1460 | 1380 | 1198 | 871 | 623 | 474 | 582 | 763 | 1161 | 1113 | 1569 | 1482 | 1460 | 1380 | 1198 | 871 | 623 | 474 | 66.434 | 87.017 | 132.404 | 126.95 | 178.975 | 169.095 | 166.522 | 157.413 | 136.675 | 99.367 | 71.065 | 54.083 | 0 | 0 | 12676 | 12676 | 1446 | 2020 | solar PV | TRUE
63573 | N | . | Cohasse Solar, LLC CSG | 38 Degrees North, LLC | 63281 | MA | NEW | NPCC |  | 22 | 2 | NAICS-22 Non-Cogen | PV | SUN | SUN | ISNE | A |  | 0 | 0 | 0 | 0 | 0 | 0 | 0 | 0 | 0 | 0 | 0 | 0 | 0 | 0 | 0 | 0 | 0 | 0 | 0 | 0 | 0 | 0 | 0 | 0 | 0 | 0 | 0 | 0 | 0 | 0 | 0 | 0 | 0 | 0 | 0 | 0 | 644 | 844 | 1284 | 1232 | 1736 | 1640 | 1615 | 1527 | 1326 | 964 | 689 | 525 | 644 | 844 | 1284 | 1232 | 1736 | 1640 | 1615 | 1527 | 1326 | 964 | 689 | 525 | 73.51 | 96.285 | 146.505 | 140.47 | 198.036 | 187.103 | 184.256 | 174.178 | 151.231 | 109.95 | 78.633 | 59.843 | 0 | 0 | 14026 | 14026 | 1600 | 2020 | solar PV | TRUE
63575 | N | . | Thunderbird Generator (Tbird) | 4 Rivers Electric Cooperative Inc. | 63286 | KS | WNC | MRO |  | 22 | 1 | Electric Utility | IC | DFO | DFO | SWPP | A | barrels | 10 | 10 | 9 | 10 | 11 | 14 | 7 | 11 | 9 | 11 | 15 | 12 | 10 | 10 | 9 | 10 | 11 | 14 | 7 | 11 | 9 | 11 | 15 | 12 | 5.5 | 5.5 | 5.5 | 5.5 | 5.5 | 5.5 | 5.5 | 5.5 | 5.5 | 5.5 | 5.5 | 5.5 | 55 | 55 | 50 | 55 | 61 | 77 | 39 | 61 | 50 | 61 | 83 | 66 | 55 | 55 | 50 | 55 | 61 | 77 | 39 | 61 | 50 | 61 | 83 | 66 | 5.831 | 6.064 | 5.181 | 5.876 | 6.772 | 8.163 | 4.165 | 6.752 | 5.171 | 6.452 | 8.665 | 6.908 | 129 | 129 | 713 | 713 | 76 | 2020 | petroleum | TRUE
63578 | N | . | Sagamore Wind | Southwestern Public Service Co | 17718 | NM | MTN | MRO |  | 22 | 1 | Electric Utility | WT | WND | WND | SWPP | M |  | . | . | . | . | . | . | . | . | . | . | . | 0 | . | . | . | . | . | . | . | . | . | . | . | 0 | . | . | . | . | . | . | . | . | . | . | . | 0 | . | . | . | . | . | . | . | . | . | . | . | 0 | . | . | . | . | . | . | . | . | . | . | . | 0 | . | . | . | . | . | . | . | . | . | . | . | 0 | 0 | 0 | 0 | 0 | 0 | 2020 | onshore wind | TRUE
63579 | N | . | Britton Solar Energy Center | NMRD Data Center, LLC | 61156 | NM | MTN | WECC |  | 22 | 2 | NAICS-22 Non-Cogen | PV | SUN | SUN | PNM | M |  | 0 | 0 | 0 | 0 | 0 | 0 | 0 | 0 | 0 | 0 | 0 | 0 | 0 | 0 | 0 | 0 | 0 | 0 | 0 | 0 | 0 | 0 | 0 | 0 | 0 | 0 | 0 | 0 | 0 | 0 | 0 | 0 | 0 | 0 | 0 | 0 | 76255 | 78368 | 101434 | 126631 | 135503 | 108544 | 115286 | 117767 | 110876 | 105160 | 80832 | 76448 | 76255 | 78368 | 101434 | 126631 | 135503 | 108544 | 115286 | 117767 | 110876 | 105160 | 80832 | 76448 | 8698 | 8939 | 11570 | 14444 | 15456 | 12381 | 13150 | 13433 | 12647 | 11995 | 9220 | 8720 | 0 | 0 | 1233104 | 1233104 | 140653 | 2020 | solar PV | TRUE
63582 | N | . | Harmony Solar | Harmony Florida Solar LLC | 63292 | FL | SAT | SERC |  | 22 | 2 | NAICS-22 Non-Cogen | PV | SUN | SUN | FMPP | M |  | . | . | . | . | . | 0 | 0 | 0 | 0 | 0 | 0 | 0 | . | . | . | . | . | 0 | 0 | 0 | 0 | 0 | 0 | 0 | . | . | . | . | . | 0 | 0 | 0 | 0 | 0 | 0 | 0 | . | . | . | . | . | 117399 | 143340 | 143744 | 118284 | 110403 | 91747 | 95736 | . | . | . | . | . | 117399 | 143340 | 143744 | 118284 | 110403 | 91747 | 95736 | . | . | . | . | . | 13391 | 16350 | 16396 | 13492 | 12593 | 10465 | 10920 | 0 | 0 | 820653 | 820653 | 93607 | 2020 | solar PV | TRUE
63583 | N | . | Taylor Creek Solar | Taylor Creek Solar LLC | 63290 | FL | SAT | SERC |  | 22 | 2 | NAICS-22 Non-Cogen | PV | SUN | SUN | FMPP | M |  | . | . | . | . | . | 0 | 0 | 0 | 0 | 0 | 0 | 0 | . | . | . | . | . | 0 | 0 | 0 | 0 | 0 | 0 | 0 | . | . | . | . | . | 0 | 0 | 0 | 0 | 0 | 0 | 0 | . | . | . | . | . | 106887 | 92799 | 193900 | 117188 | 113524 | 84023 | 99523 | . | . | . | . | . | 106887 | 92799 | 193900 | 117188 | 113524 | 84023 | 99523 | . | . | . | . | . | 12192 | 10585 | 22117 | 13367 | 12949 | 9584 | 11352 | 0 | 0 | 807844 | 807844 | 92146 | 2020 | solar PV | TRUE
63585 | N | . | NY3 Battery | Key Capture Energy | 63289 | NY | MAT | NPCC |  | 22 | 2 | NAICS-22 Non-Cogen | BA | MWH | OTH | NYIS | A | megawatthours | . | . | . | . | . | . | . | . | . | . | . | 19 | . | . | . | . | . | . | . | . | . | . | . | 19 | . | . | . | . | . | . | . | . | . | . | . | 0 | . | . | . | . | . | . | . | . | . | . | . | 0 | . | . | . | . | . | . | . | . | . | . | . | 0 | . | . | . | . | . | . | . | . | . | . | . | -2 | 19 | 19 | 0 | 0 | -2 | 2020 | other | TRUE
63586 | N | . | SR Kersey II | SR Kersey II, LLC | 63282 | CO | MTN | WECC |  | 22 | 2 | NAICS-22 Non-Cogen | PV | SUN | SUN | WACM | A |  | 0 | 0 | 0 | 0 | 0 | 0 | 0 | 0 | 0 | 0 | 0 | 0 | 0 | 0 | 0 | 0 | 0 | 0 | 0 | 0 | 0 | 0 | 0 | 0 | 0 | 0 | 0 | 0 | 0 | 0 | 0 | 0 | 0 | 0 | 0 | 0 | 1025 | 1079 | 1653 | 1848 | 2146 | 2080 | 2156 | 1757 | 1713 | 1290 | 1112 | 840 | 1025 | 1079 | 1653 | 1848 | 2146 | 2080 | 2156 | 1757 | 1713 | 1290 | 1112 | 840 | 116.872 | 123.113 | 188.602 | 210.782 | 244.761 | 237.293 | 245.934 | 200.441 | 195.345 | 147.187 | 126.835 | 95.835 | 0 | 0 | 18699 | 18699 | 2133 | 2020 | solar PV | TRUE
63587 | N | . | SR Skylark C | SR Skylark C, LLC | 63283 | CO | MTN | WECC |  | 22 | 2 | NAICS-22 Non-Cogen | PV | SUN | SUN | WACM | A |  | 0 | 0 | 0 | 0 | 0 | 0 | 0 | 0 | 0 | 0 | 0 | 0 | 0 | 0 | 0 | 0 | 0 | 0 | 0 | 0 | 0 | 0 | 0 | 0 | 0 | 0 | 0 | 0 | 0 | 0 | 0 | 0 | 0 | 0 | 0 | 0 | 1096 | 1155 | 1769 | 1977 | 2296 | 2226 | 2307 | 1880 | 1832 | 1381 | 1190 | 899 | 1096 | 1155 | 1769 | 1977 | 2296 | 2226 | 2307 | 1880 | 1832 | 1381 | 1190 | 899 | 125.036 | 131.713 | 201.777 | 225.506 | 261.859 | 253.869 | 263.113 | 214.443 | 208.991 | 157.469 | 135.695 | 102.529 | 0 | 0 | 20008 | 20008 | 2282 | 2020 | solar PV | TRUE
63588 | N | . | Palombo Solar, LLC CSG | 38 Degrees North, LLC | 63281 | MA | NEW | NPCC |  | 22 | 2 | NAICS-22 Non-Cogen | PV | SUN | SUN | ISNE | A |  | 0 | 0 | 0 | 0 | 0 | 0 | 0 | 0 | 0 | 0 | 0 | 0 | 0 | 0 | 0 | 0 | 0 | 0 | 0 | 0 | 0 | 0 | 0 | 0 | 0 | 0 | 0 | 0 | 0 | 0 | 0 | 0 | 0 | 0 | 0 | 0 | 1370 | 1795 | 2731 | 2618 | 3692 | 3488 | 3435 | 3247 | 2819 | 2050 | 1466 | 1116 | 1370 | 1795 | 2731 | 2618 | 3692 | 3488 | 3435 | 3247 | 2819 | 2050 | 1466 | 1116 | 156.298 | 204.725 | 311.507 | 298.674 | 421.073 | 397.828 | 391.775 | 370.346 | 321.556 | 233.782 | 167.194 | 127.242 | 0 | 0 | 29827 | 29827 | 3402 | 2020 | solar PV | TRUE
63589 | N | . | Palombo B Solar, LLC CSG | 38 Degrees North, LLC | 63281 | MA | NEW | NPCC |  | 22 | 2 | NAICS-22 Non-Cogen | PV | SUN | SUN | ISNE | A |  | 0 | 0 | 0 | 0 | 0 | 0 | 0 | 0 | 0 | 0 | 0 | 0 | 0 | 0 | 0 | 0 | 0 | 0 | 0 | 0 | 0 | 0 | 0 | 0 | 0 | 0 | 0 | 0 | 0 | 0 | 0 | 0 | 0 | 0 | 0 | 0 | 673 | 882 | 1342 | 1287 | 1814 | 1714 | 1688 | 1596 | 1386 | 1007 | 720 | 548 | 673 | 882 | 1342 | 1287 | 1814 | 1714 | 1688 | 1596 | 1386 | 1007 | 720 | 548 | 76.816 | 100.618 | 153.098 | 146.791 | 206.947 | 195.523 | 192.548 | 182.016 | 158.037 | 114.898 | 82.172 | 62.536 | 0 | 0 | 14657 | 14657 | 1672 | 2020 | solar PV | TRUE
63590 | N | . | Ponderosa Wind Energy Center | Ponderosa Wind, LLC | 63299 | OK | WSC | MRO |  | 22 | 2 | NAICS-22 Non-Cogen | WT | WND | WND | SWPP | M |  | . | . | . | . | . | . | . | . | . | . | 0 | 0 | . | . | . | . | . | . | . | . | . | . | 0 | 0 | . | . | . | . | . | . | . | . | . | . | 0 | 0 | . | . | . | . | . | . | . | . | . | . | 21812 | 614733 | . | . | . | . | . | . | . | . | . | . | 21812 | 614733 | . | . | . | . | . | . | . | . | . | . | 2488 | 70119 | 0 | 0 | 636545 | 636545 | 72607 | 2020 | onshore wind | TRUE
63592 | N | . | Nutmeg Solar | Nutmeg Solar LLC | 63294 | CT | NEW | NPCC |  | 22 | 2 | NAICS-22 Non-Cogen | PV | SUN | SUN | ISNE | A |  | . | . | . | . | . | . | . | . | . | . | . | 0 | . | . | . | . | . | . | . | . | . | . | . | 0 | . | . | . | . | . | . | . | . | . | . | . | 0 | . | . | . | . | . | . | . | . | . | . | . | 13151 | . | . | . | . | . | . | . | . | . | . | . | 13151 | . | . | . | . | . | . | . | . | . | . | . | 1500 | 0 | 0 | 13151 | 13151 | 1500 | 2020 | solar PV | TRUE
63595 | N | . | Lowry CSG2, LLC | Nautilus Solar Solutions | 61227 | MN | WNC | MRO |  | 22 | 2 | NAICS-22 Non-Cogen | PV | SUN | SUN | MISO | A |  | . | . | . | . | . | . | . | . | . | . | . | 0 | . | . | . | . | . | . | . | . | . | . | . | 0 | . | . | . | . | . | . | . | . | . | . | . | 0 | . | . | . | . | . | . | . | . | . | . | . | 0 | . | . | . | . | . | . | . | . | . | . | . | 0 | . | . | . | . | . | . | . | . | . | . | . | 0 | 0 | 0 | 0 | 0 | 0 | 2020 | solar PV | TRUE
63603 | N | . | Illumina Way SD | Bloom Energy | 57128 | CA | PACC | WECC |  | 339 | 6 | Industrial NAICS Non-Cogen | FC | NG | NG | CISO | A | mcf | 14753 | 13029 | 14463 | 10228 | 9617 | 13528 | 18925 | 23534 | 20495 | 21284 | 17001 | 18845 | 14753 | 13029 | 14463 | 10228 | 9617 | 13528 | 18925 | 23534 | 20495 | 21284 | 17001 | 18845 | 1.02 | 1.02 | 1.02 | 1.02 | 1.02 | 1.02 | 1.02 | 1.02 | 1.02 | 1.02 | 1.02 | 1.02 | 15048 | 13290 | 14752 | 10433 | 9809 | 13799 | 19304 | 24005 | 20905 | 21710 | 17341 | 19222 | 15048 | 13290 | 14752 | 10433 | 9809 | 13799 | 19304 | 24005 | 20905 | 21710 | 17341 | 19222 | 2300.199 | 2031.295 | 2254.873 | 1594.647 | 1499.401 | 2109.222 | 2950.579 | 3669.251 | 3195.346 | 3318.447 | 2650.657 | 2938.083 | 195702 | 195702 | 199618 | 199618 | 30512 | 2020 | other | FALSE
63604 | N | . | Extreme San Ignacio | Bloom Energy | 57128 | CA | PACC | WECC |  | 518 | 4 | Commercial NAICS Non-Cogen | FC | NG | NG | CISO | A | mcf | 4187 | 3698 | 4105 | 2903 | 2730 | 3840 | 5372 | 6680 | 5817 | 6041 | 4826 | 5349 | 4187 | 3698 | 4105 | 2903 | 2730 | 3840 | 5372 | 6680 | 5817 | 6041 | 4826 | 5349 | 1.02 | 1.02 | 1.02 | 1.02 | 1.02 | 1.02 | 1.02 | 1.02 | 1.02 | 1.02 | 1.02 | 1.02 | 4271 | 3772 | 4187 | 2961 | 2785 | 3917 | 5479 | 6814 | 5933 | 6162 | 4923 | 5456 | 4271 | 3772 | 4187 | 2961 | 2785 | 3917 | 5479 | 6814 | 5933 | 6162 | 4923 | 5456 | 641.916 | 566.875 | 629.269 | 445.019 | 418.439 | 588.622 | 823.42 | 1023.98 | 891.727 | 926.081 | 739.72 | 819.932 | 55548 | 55548 | 56660 | 56660 | 8515 | 2020 | other | FALSE
63605 | N | . | ATT North Watney | Bloom Energy | 57128 | CA | PACC | WECC |  | 517 | 4 | Commercial NAICS Non-Cogen | FC | NG | NG | CISO | A | mcf | 4039 | 3567 | 3960 | 2800 | 2633 | 3704 | 5181 | 6444 | 5611 | 5828 | 4655 | 5160 | 4039 | 3567 | 3960 | 2800 | 2633 | 3704 | 5181 | 6444 | 5611 | 5828 | 4655 | 5160 | 1.02 | 1.02 | 1.02 | 1.02 | 1.02 | 1.02 | 1.02 | 1.02 | 1.02 | 1.02 | 1.02 | 1.02 | 4120 | 3638 | 4039 | 2856 | 2686 | 3778 | 5285 | 6573 | 5723 | 5945 | 4748 | 5263 | 4120 | 3638 | 4039 | 2856 | 2686 | 3778 | 5285 | 6573 | 5723 | 5945 | 4748 | 5263 | 637.999 | 563.413 | 625.426 | 442.301 | 415.883 | 585.027 | 818.391 | 1017.726 | 886.281 | 920.425 | 735.203 | 814.925 | 53582 | 53582 | 54654 | 54654 | 8463 | 2020 | other | FALSE
63606 | N | . | ATT Ventura Blvd | Bloom Energy | 57128 | CA | PACC | WECC |  | 517 | 4 | Commercial NAICS Non-Cogen | FC | NG | NG | LDWP | A | mcf | 4260 | 3763 | 4177 | 2954 | 2778 | 3908 | 5466 | 6798 | 5920 | 6148 | 4911 | 5443 | 4260 | 3763 | 4177 | 2954 | 2778 | 3908 | 5466 | 6798 | 5920 | 6148 | 4911 | 5443 | 1.02 | 1.02 | 1.02 | 1.02 | 1.02 | 1.02 | 1.02 | 1.02 | 1.02 | 1.02 | 1.02 | 1.02 | 4345 | 3838 | 4261 | 3013 | 2834 | 3986 | 5575 | 6934 | 6038 | 6271 | 5009 | 5552 | 4345 | 3838 | 4261 | 3013 | 2834 | 3986 | 5575 | 6934 | 6038 | 6271 | 5009 | 5552 | 664.458 | 586.78 | 651.365 | 460.646 | 433.132 | 609.291 | 852.334 | 1059.936 | 923.039 | 958.6 | 765.695 | 848.724 | 56526 | 56526 | 57656 | 57656 | 8814 | 2020 | other | FALSE
63607 | N | . | Extreme Via Del Oro | Bloom Energy | 57128 | CA | PACC | WECC |  | 518 | 4 | Commercial NAICS Non-Cogen | FC | NG | NG | CISO | A | mcf | 5217 | 4607 | 5114 | 3617 | 3401 | 4784 | 6692 | 8322 | 7247 | 7527 | 6012 | 6664 | 5217 | 4607 | 5114 | 3617 | 3401 | 4784 | 6692 | 8322 | 7247 | 7527 | 6012 | 6664 | 1.02 | 1.02 | 1.02 | 1.02 | 1.02 | 1.02 | 1.02 | 1.02 | 1.02 | 1.02 | 1.02 | 1.02 | 5321 | 4699 | 5216 | 3689 | 3469 | 4880 | 6826 | 8488 | 7392 | 7678 | 6132 | 6797 | 5321 | 4699 | 5216 | 3689 | 3469 | 4880 | 6826 | 8488 | 7392 | 7678 | 6132 | 6797 | 792.843 | 700.155 | 777.219 | 549.649 | 516.819 | 727.015 | 1017.018 | 1264.732 | 1101.385 | 1143.816 | 913.639 | 1012.71 | 69204 | 69204 | 70587 | 70587 | 10517 | 2020 | other | FALSE
63609 | N | . | Allergan | Hybrid-Electric Building Technologies West Los Angeles 1, LLC | 63785 | CA | PACC | WECC |  | 541 | 4 | Commercial NAICS Non-Cogen | BA | MWH | OTH | CISO | A | megawatthours | 91 | 69 | 106 | 94 | 91 | 81 | 96 | 95 | 103 | 110 | 109 | 101 | 91 | 69 | 106 | 94 | 91 | 81 | 96 | 95 | 103 | 110 | 109 | 101 | 0 | 0 | 0 | 0 | 0 | 0 | 0 | 0 | 0 | 0 | 0 | 0 | 0 | 0 | 0 | 0 | 0 | 0 | 0 | 0 | 0 | 0 | 0 | 0 | 0 | 0 | 0 | 0 | 0 | 0 | 0 | 0 | 0 | 0 | 0 | 0 | -8.908 | -6.883 | -10.561 | -9.365 | -9.074 | -8.058 | -9.527 | -9.495 | -10.265 | -10.963 | -10.806 | -10.095 | 1146 | 1146 | 0 | 0 | -114 | 2020 | other | FALSE
63610 | N | . | Baker | Hybrid-Electric Building Technologies West Los Angeles 1, LLC | 63785 | CA | PACC | WECC |  | 22132 | 4 | Commercial NAICS Non-Cogen | BA | MWH | OTH | CISO | A | megawatthours | 92 | 70 | 108 | 96 | 93 | 82 | 97 | 97 | 105 | 112 | 110 | 103 | 92 | 70 | 108 | 96 | 93 | 82 | 97 | 97 | 105 | 112 | 110 | 103 | 0 | 0 | 0 | 0 | 0 | 0 | 0 | 0 | 0 | 0 | 0 | 0 | 0 | 0 | 0 | 0 | 0 | 0 | 0 | 0 | 0 | 0 | 0 | 0 | 0 | 0 | 0 | 0 | 0 | 0 | 0 | 0 | 0 | 0 | 0 | 0 | -9.062 | -7.004 | -10.747 | -9.53 | -9.233 | -8.2 | -9.694 | -9.662 | -10.445 | -11.155 | -10.996 | -10.272 | 1165 | 1165 | 0 | 0 | -116 | 2020 | other | FALSE
63611 | N | . | CSU Long Beach | Hybrid-Electric Building Technologies West Los Angeles 1, LLC | 63785 | CA | PACC | WECC |  | 611 | 4 | Commercial NAICS Non-Cogen | BA | MWH | OTH | CISO | A | megawatthours | 231 | 179 | 274 | 243 | 236 | 209 | 248 | 247 | 267 | 285 | 281 | 262 | 231 | 179 | 274 | 243 | 236 | 209 | 248 | 247 | 267 | 285 | 281 | 262 | 0 | 0 | 0 | 0 | 0 | 0 | 0 | 0 | 0 | 0 | 0 | 0 | 0 | 0 | 0 | 0 | 0 | 0 | 0 | 0 | 0 | 0 | 0 | 0 | 0 | 0 | 0 | 0 | 0 | 0 | 0 | 0 | 0 | 0 | 0 | 0 | -23.208 | -17.932 | -27.515 | -24.399 | -23.639 | -20.994 | -24.821 | -24.737 | -26.743 | -28.56 | -28.153 | -26.299 | 2962 | 2962 | 0 | 0 | -297 | 2020 | other | FALSE
63612 | N | . | DATS | Hybrid-Electric Building Technologies West Los Angeles 1, LLC | 63785 | CA | PACC | WECC |  | 22132 | 4 | Commercial NAICS Non-Cogen | BA | MWH | OTH | CISO | A | megawatthours | 86 | 67 | 103 | 91 | 88 | 78 | 93 | 92 | 100 | 106 | 105 | 98 | 86 | 67 | 103 | 91 | 88 | 78 | 93 | 92 | 100 | 106 | 105 | 98 | 0 | 0 | 0 | 0 | 0 | 0 | 0 | 0 | 0 | 0 | 0 | 0 | 0 | 0 | 0 | 0 | 0 | 0 | 0 | 0 | 0 | 0 | 0 | 0 | 0 | 0 | 0 | 0 | 0 | 0 | 0 | 0 | 0 | 0 | 0 | 0 | -8.672 | -6.702 | -10.284 | -9.119 | -8.835 | -7.846 | -9.277 | -9.245 | -9.995 | -10.674 | -10.522 | -9.829 | 1107 | 1107 | 0 | 0 | -111 | 2020 | other | FALSE
63613 | N | . | Downey | Hybrid-Electric Building Technologies West Los Angeles 1, LLC | 63785 | CA | PACC | WECC |  | 622 | 4 | Commercial NAICS Non-Cogen | BA | MWH | OTH | CISO | A | megawatthours | 82 | 63 | 97 | 86 | 84 | 74 | 88 | 87 | 95 | 101 | 100 | 93 | 82 | 63 | 97 | 86 | 84 | 74 | 88 | 87 | 95 | 101 | 100 | 93 | 0 | 0 | 0 | 0 | 0 | 0 | 0 | 0 | 0 | 0 | 0 | 0 | 0 | 0 | 0 | 0 | 0 | 0 | 0 | 0 | 0 | 0 | 0 | 0 | 0 | 0 | 0 | 0 | 0 | 0 | 0 | 0 | 0 | 0 | 0 | 0 | -8.205 | -6.339 | -9.728 | -8.626 | -8.357 | -7.422 | -8.775 | -8.745 | -9.455 | -10.097 | -9.953 | -9.298 | 1050 | 1050 | 0 | 0 | -105 | 2020 | other | FALSE
63614 | N | . | LAWRP | Hybrid-Electric Building Technologies West Los Angeles 1, LLC | 63785 | CA | PACC | WECC |  | 562 | 4 | Commercial NAICS Non-Cogen | BA | MWH | OTH | CISO | A | megawatthours | 80 | 61 | 94 | 84 | 81 | 72 | 85 | 85 | 92 | 98 | 96 | 90 | 80 | 61 | 94 | 84 | 81 | 72 | 85 | 85 | 92 | 98 | 96 | 90 | 0 | 0 | 0 | 0 | 0 | 0 | 0 | 0 | 0 | 0 | 0 | 0 | 0 | 0 | 0 | 0 | 0 | 0 | 0 | 0 | 0 | 0 | 0 | 0 | 0 | 0 | 0 | 0 | 0 | 0 | 0 | 0 | 0 | 0 | 0 | 0 | -7.97 | -6.158 | -9.45 | -8.38 | -8.118 | -7.21 | -8.524 | -8.496 | -9.184 | -9.809 | -9.669 | -9.032 | 1018 | 1018 | 0 | 0 | -102 | 2020 | other | FALSE
63615 | N | . | Long Beach Convention Center | Hybrid-Electric Building Technologies West Los Angeles 1, LLC | 63785 | CA | PACC | WECC |  | 53 | 4 | Commercial NAICS Non-Cogen | BA | MWH | OTH | CISO | A | megawatthours | 68 | 52 | 79 | 70 | 68 | 60 | 71 | 71 | 77 | 82 | 81 | 76 | 68 | 52 | 79 | 70 | 68 | 60 | 71 | 71 | 77 | 82 | 81 | 76 | 0 | 0 | 0 | 0 | 0 | 0 | 0 | 0 | 0 | 0 | 0 | 0 | 0 | 0 | 0 | 0 | 0 | 0 | 0 | 0 | 0 | 0 | 0 | 0 | 0 | 0 | 0 | 0 | 0 | 0 | 0 | 0 | 0 | 0 | 0 | 0 | -6.641 | -5.132 | -7.875 | -6.983 | -6.765 | -6.008 | -7.104 | -7.08 | -7.654 | -8.174 | -8.057 | -7.527 | 855 | 855 | 0 | 0 | -85 | 2020 | other | FALSE
63616 | N | . | OCSD | Hybrid-Electric Building Technologies West Los Angeles 1, LLC | 63785 | CA | PACC | WECC |  | 562 | 4 | Commercial NAICS Non-Cogen | BA | MWH | OTH | CISO | A | megawatthours | 349 | 270 | 414 | 367 | 356 | 316 | 373 | 372 | 402 | 430 | 424 | 396 | 349 | 270 | 414 | 367 | 356 | 316 | 373 | 372 | 402 | 430 | 424 | 396 | 0 | 0 | 0 | 0 | 0 | 0 | 0 | 0 | 0 | 0 | 0 | 0 | 0 | 0 | 0 | 0 | 0 | 0 | 0 | 0 | 0 | 0 | 0 | 0 | 0 | 0 | 0 | 0 | 0 | 0 | 0 | 0 | 0 | 0 | 0 | 0 | -34.85 | -26.928 | -41.32 | -36.64 | -35.498 | -31.527 | -37.273 | -37.147 | -40.159 | -42.889 | -42.276 | -39.493 | 4469 | 4469 | 0 | 0 | -446 | 2020 | other | FALSE
63617 | N | . | SOCCD | Hybrid-Electric Building Technologies West Los Angeles 1, LLC | 63785 | CA | PACC | WECC |  | 611 | 4 | Commercial NAICS Non-Cogen | BA | MWH | OTH | CISO | A | megawatthours | 57 | 43 | 66 | 58 | 57 | 50 | 59 | 59 | 64 | 68 | 67 | 63 | 57 | 43 | 66 | 58 | 57 | 50 | 59 | 59 | 64 | 68 | 67 | 63 | 0 | 0 | 0 | 0 | 0 | 0 | 0 | 0 | 0 | 0 | 0 | 0 | 0 | 0 | 0 | 0 | 0 | 0 | 0 | 0 | 0 | 0 | 0 | 0 | 0 | 0 | 0 | 0 | 0 | 0 | 0 | 0 | 0 | 0 | 0 | 0 | -5.546 | -4.287 | -6.578 | -5.833 | -5.651 | -5.019 | -5.934 | -5.914 | -6.393 | -6.828 | -6.73 | -6.287 | 711 | 711 | 0 | 0 | -71 | 2020 | other | FALSE
63623 | N | . | Lafayette 2 - MLK Jr. Hospital (MLK) | Goldman Sachs Renewable Power Group | 61944 | CA | PACC | WECC |  | 22 | 2 | NAICS-22 Non-Cogen | PV | SUN | SUN | CISO | A |  | . | . | . | . | . | . | . | 0 | 0 | 0 | 0 | 0 | . | . | . | . | . | . | . | 0 | 0 | 0 | 0 | 0 | . | . | . | . | . | . | . | 0 | 0 | 0 | 0 | 0 | . | . | . | . | . | . | . | 1791 | 1406 | 1300 | 1028 | 814 | . | . | . | . | . | . | . | 1791 | 1406 | 1300 | 1028 | 814 | . | . | . | . | . | . | . | 204.292 | 160.41 | 148.271 | 117.219 | 92.808 | 0 | 0 | 6339 | 6339 | 723 | 2020 | solar PV | TRUE
63626 | N | . | IGS FE Trenton, LLC | Greenbacker Renewable Energy Corporation | 60025 | NJ | MAT | RFC |  | 22 | 2 | NAICS-22 Non-Cogen | PV | SUN | SUN | PJM | A |  | . | . | 0 | 0 | 0 | 0 | 0 | 0 | 0 | 0 | 0 | 0 | . | . | 0 | 0 | 0 | 0 | 0 | 0 | 0 | 0 | 0 | 0 | . | . | 0 | 0 | 0 | 0 | 0 | 0 | 0 | 0 | 0 | 0 | . | . | 1461 | 1519 | 1988 | 2087 | 1966 | 1699 | 1561 | 1127 | 1034 | 716 | . | . | 1461 | 1519 | 1988 | 2087 | 1966 | 1699 | 1561 | 1127 | 1034 | 716 | . | . | 166.648 | 173.294 | 226.795 | 238.073 | 224.228 | 193.741 | 178.016 | 128.55 | 117.959 | 81.696 | 0 | 0 | 15158 | 15158 | 1729 | 2020 | solar PV | TRUE
63627 | N | . | Scenic Hill Solar IV, LLC | Greenbacker Renewable Energy Corporation | 60025 | AR | WSC | SERC |  | 22 | 2 | NAICS-22 Non-Cogen | PV | SUN | SUN | SWPP | A |  | 0 | 0 | 0 | 0 | 0 | 0 | 0 | 0 | 0 | 0 | 0 | 0 | 0 | 0 | 0 | 0 | 0 | 0 | 0 | 0 | 0 | 0 | 0 | 0 | 0 | 0 | 0 | 0 | 0 | 0 | 0 | 0 | 0 | 0 | 0 | 0 | 1434 | 1833 | 1904 | 2527 | 3327 | 3230 | 3328 | 3199 | 2555 | 2169 | 2236 | 1760 | 1434 | 1833 | 1904 | 2527 | 3327 | 3230 | 3328 | 3199 | 2555 | 2169 | 2236 | 1760 | 163.572 | 209.041 | 217.147 | 288.195 | 379.542 | 368.461 | 379.558 | 364.914 | 291.448 | 247.351 | 255.033 | 200.738 | 0 | 0 | 29502 | 29502 | 3365 | 2020 | solar PV | TRUE
63628 | N | . | Tinker | Oklahoma Gas & Electric Co | 14063 | OK | WSC | MRO |  | 22 | 1 | Electric Utility | GT | DFO | DFO | SWPP | A | barrels | 0 | 0 | 0 | 0 | 0 | 0 | 0 | 0 | 0 | 0 | 0 | 8 | 0 | 0 | 0 | 0 | 0 | 0 | 0 | 0 | 0 | 0 | 0 | 8 | 0 | 0 | 0 | 0 | 0 | 0 | 0 | 0 | 0 | 0 | 0 | 5.77 | 0 | 0 | 0 | 0 | 0 | 0 | 0 | 0 | 0 | 0 | 0 | 46 | 0 | 0 | 0 | 0 | 0 | 0 | 0 | 0 | 0 | 0 | 0 | 46 | 0 | 0 | 0 | 0 | 0 | 0 | 0 | 0 | 0 | 0 | 0 | 3.064 | 8 | 8 | 46 | 46 | 3.064 | 2020 | petroleum | TRUE
63628 | N | . | Tinker | Oklahoma Gas & Electric Co | 14063 | OK | WSC | MRO |  | 22 | 1 | Electric Utility | GT | NG | NG | SWPP | A | mcf | 8744 | 7965 | 7398 | 5794 | 7591 | 8669 | 12071 | 10160 | 7860 | 5881 | 4258 | 6871 | 8744 | 7965 | 7398 | 5794 | 7591 | 8669 | 12071 | 10160 | 7860 | 5881 | 4258 | 6871 | 1.037 | 1.037 | 1.037 | 1.037 | 1.037 | 1.037 | 1.037 | 1.037 | 1.037 | 1.037 | 1.037 | 1.037 | 9068 | 8260 | 7672 | 6008 | 7872 | 8990 | 12518 | 10536 | 8151 | 6099 | 4416 | 7125 | 9068 | 8260 | 7672 | 6008 | 7872 | 8990 | 12518 | 10536 | 8151 | 6099 | 4416 | 7125 | 601.869 | 548.196 | 509.189 | 398.776 | 522.451 | 596.675 | 830.801 | 699.292 | 540.948 | 404.781 | 293.034 | 472.924 | 93262 | 93262 | 96715 | 96715 | 6418.936 | 2020 | natural gas peaker | TRUE
63629 | N | . | Hydra Community Solar Garden, LLC (CSG) | National Grid Renewables | 62759 | MN | WNC | MRO |  | 22 | 2 | NAICS-22 Non-Cogen | PV | SUN | SUN | MISO | A |  | . | . | . | . | 0 | 0 | 0 | 0 | 0 | 0 | 0 | 0 | . | . | . | . | 0 | 0 | 0 | 0 | 0 | 0 | 0 | 0 | . | . | . | . | 0 | 0 | 0 | 0 | 0 | 0 | 0 | 0 | . | . | . | . | 1748 | 1894 | 1827 | 1809 | 1276 | 955 | 731 | 457 | . | . | . | . | 1748 | 1894 | 1827 | 1809 | 1276 | 955 | 731 | 457 | . | . | . | . | 199.36 | 216.085 | 208.364 | 206.321 | 145.493 | 108.881 | 83.326 | 52.17 | 0 | 0 | 10697 | 10697 | 1220 | 2020 | solar PV | TRUE
63630 | N | . | Pleasanton - Amador Valley High School | Westbound Solar LLC | 62715 | CA | PACC | WECC |  | 611 | 4 | Commercial NAICS Non-Cogen | PV | SUN | SUN | CISO | A |  | 0 | 0 | 0 | 0 | 0 | 0 | 0 | 0 | 0 | 0 | 0 | 0 | 0 | 0 | 0 | 0 | 0 | 0 | 0 | 0 | 0 | 0 | 0 | 0 | 0 | 0 | 0 | 0 | 0 | 0 | 0 | 0 | 0 | 0 | 0 | 0 | 363 | 493 | 482 | 608 | 795 | 792 | 894 | 741 | 582 | 538 | 425 | 337 | 363 | 493 | 482 | 608 | 795 | 792 | 894 | 741 | 582 | 538 | 425 | 337 | 41.451 | 56.188 | 54.984 | 69.295 | 90.69 | 90.309 | 102.005 | 84.508 | 66.356 | 61.334 | 48.489 | 38.391 | 0 | 0 | 7050 | 7050 | 804 | 2020 | solar PV | FALSE
63632 | Y | . | Tate & Lyle Loudon Plant | Tate and Lyle Ingredients, LLC | 63346 | TN | ESC | SERC |  | 311 | 7 | Industrial NAICS Cogen | GT | NG | NG | TVA | A | mcf | 348641 | 361524 | 265656 | 201682 | 219359 | 303146 | 385220 | 300208 | 292620 | 234032 | 244495 | 349417 | 348641 | 361524 | 265656 | 201682 | 219359 | 303146 | 385220 | 300208 | 292620 | 234032 | 244495 | 349417 | 1.057 | 1.057 | 1.057 | 1.057 | 1.057 | 1.057 | 1.057 | 1.057 | 1.057 | 1.057 | 1.057 | 1.057 | 368514 | 382131 | 280798 | 213178 | 231862 | 320425 | 407178 | 317320 | 309299 | 247372 | 258431 | 369334 | 368514 | 382131 | 280798 | 213178 | 231862 | 320425 | 407178 | 317320 | 309299 | 247372 | 258431 | 369334 | 32715.29 | 33924.135 | 24928.21 | 18925.179 | 20583.894 | 28446.164 | 36147.748 | 28170.446 | 27458.476 | 21960.78 | 22942.564 | 32788.114 | 3506000 | 3506000 | 3705842 | 3705842 | 328991 | 2020 | natural gas peaker | FALSE
63635 | N | . | Crown | Crown Solar Center, LLC | 63338 | SC | SAT | SERC |  | 22 | 2 | NAICS-22 Non-Cogen | PV | SUN | SUN | DUK | A |  | . | . | 0 | 0 | 0 | 0 | 0 | 0 | 0 | 0 | 0 | 0 | . | . | 0 | 0 | 0 | 0 | 0 | 0 | 0 | 0 | 0 | 0 | . | . | 0 | 0 | 0 | 0 | 0 | 0 | 0 | 0 | 0 | 0 | . | . | 4527 | 5774 | 6390 | 5600 | 6362 | 5338 | 4519 | 4472 | 3543 | 3349 | . | . | 4527 | 5774 | 6390 | 5600 | 6362 | 5338 | 4519 | 4472 | 3543 | 3349 | . | . | 516.376 | 658.585 | 728.926 | 638.779 | 725.674 | 608.884 | 515.477 | 510.127 | 404.15 | 382.022 | 0 | 0 | 49874 | 49874 | 5689 | 2020 | solar PV | TRUE
63636 | N | . | Fort Rock I | Fort Rock Solar I, LLC | 63339 | OR | PACC | WECC |  | 22 | 2 | NAICS-22 Non-Cogen | PV | SUN | SUN | BPAT | A |  | . | . | 0 | 0 | 0 | 0 | 0 | 0 | 0 | 0 | 0 | 0 | . | . | 0 | 0 | 0 | 0 | 0 | 0 | 0 | 0 | 0 | 0 | . | . | 0 | 0 | 0 | 0 | 0 | 0 | 0 | 0 | 0 | 0 | . | . | 16186 | 23652 | 23328 | 26253 | 28658 | 24638 | 18934 | 16592 | 8206 | 6726 | . | . | 16186 | 23652 | 23328 | 26253 | 28658 | 24638 | 18934 | 16592 | 8206 | 6726 | . | . | 1846.188 | 2697.84 | 2660.914 | 2994.523 | 3268.863 | 2810.292 | 2159.664 | 1892.549 | 936.006 | 767.161 | 0 | 0 | 193173 | 193173 | 22034 | 2020 | solar PV | TRUE
63637 | N | . | One Patriot | Bloom Energy | 57128 | MA | NEW | NPCC |  | 711 | 4 | Commercial NAICS Non-Cogen | FC | NG | NG | ISNE | A | mcf | 11680 | 9200 | 4075 | 4710 | 3321 | 8845 | 17611 | 14845 | 8641 | 9408 | 6871 | 10046 | 11680 | 9200 | 4075 | 4710 | 3321 | 8845 | 17611 | 14845 | 8641 | 9408 | 6871 | 10046 | 1.026 | 1.026 | 1.026 | 1.026 | 1.026 | 1.026 | 1.026 | 1.026 | 1.026 | 1.026 | 1.026 | 1.026 | 11984 | 9439 | 4181 | 4832 | 3407 | 9075 | 18069 | 15231 | 8866 | 9653 | 7050 | 10307 | 11984 | 9439 | 4181 | 4832 | 3407 | 9075 | 18069 | 15231 | 8866 | 9653 | 7050 | 10307 | 1845.388 | 1453.745 | 643.932 | 744.246 | 524.722 | 1397.655 | 2782.634 | 2345.703 | 1365.392 | 1486.587 | 1085.674 | 1587.322 | 109253 | 109253 | 112094 | 112094 | 17263 | 2020 | other | FALSE
63638 | N | . | Tracy 210 | Costco Wholesale | 58622 | CA | PACC | WECC |  | 311 | 6 | Industrial NAICS Non-Cogen | FC | NG | NG | CISO | A | mcf | 11586 | 10231 | 11357 | 8032 | 7552 | 10623 | 14861 | 18481 | 16094 | 16714 | 13350 | 14798 | 11586 | 10231 | 11357 | 8032 | 7552 | 10623 | 14861 | 18481 | 16094 | 16714 | 13350 | 14798 | 1.021 | 1.021 | 1.021 | 1.021 | 1.021 | 1.021 | 1.021 | 1.021 | 1.021 | 1.021 | 1.021 | 1.021 | 11829 | 10446 | 11595 | 8201 | 7711 | 10846 | 15173 | 18869 | 16432 | 17065 | 13630 | 15109 | 11829 | 10446 | 11595 | 8201 | 7711 | 10846 | 15173 | 18869 | 16432 | 17065 | 13630 | 15109 | 1721.608 | 1520.342 | 1687.681 | 1193.529 | 1122.241 | 1578.667 | 2208.389 | 2746.286 | 2391.587 | 2483.723 | 1983.91 | 2199.037 | 153679 | 153679 | 156906 | 156906 | 22837 | 2020 | other | FALSE
63639 | N | . | Contrail Wind Farm | MidAmerican Energy Co | 12341 | IA | WNC | MRO |  | 22 | 1 | Electric Utility | WT | WND | WND | MISO | M |  | . | . | . | . | . | . | . | . | . | . | . | 0 | . | . | . | . | . | . | . | . | . | . | . | 0 | . | . | . | . | . | . | . | . | . | . | . | 0 | . | . | . | . | . | . | . | . | . | . | . | 227775 | . | . | . | . | . | . | . | . | . | . | . | 227775 | . | . | . | . | . | . | . | . | . | . | . | 25981 | 0 | 0 | 227775 | 227775 | 25981 | 2020 | onshore wind | TRUE
63641 | N | . | Diamond Trail Wind Farm | MidAmerican Energy Co | 12341 | IA | WNC | MRO |  | 22 | 1 | Electric Utility | WT | WND | WND | MISO | M |  | . | . | . | . | . | . | . | . | . | . | . | 0 | . | . | . | . | . | . | . | . | . | . | . | 0 | . | . | . | . | . | . | . | . | . | . | . | 0 | . | . | . | . | . | . | . | . | . | . | . | 396689 | . | . | . | . | . | . | . | . | . | . | . | 396689 | . | . | . | . | . | . | . | . | . | . | . | 45248 | 0 | 0 | 396689 | 396689 | 45248 | 2020 | onshore wind | TRUE
63642 | N | . | Dunn Road Solar | Neighborhood Power Corp. | 63185 | OR | PACC | WECC |  | 22 | 2 | NAICS-22 Non-Cogen | PV | SUN | SUN | PGE | A |  | 0 | 0 | 0 | 0 | 0 | 0 | 0 | 0 | 0 | 0 | 0 | 0 | 0 | 0 | 0 | 0 | 0 | 0 | 0 | 0 | 0 | 0 | 0 | 0 | 0 | 0 | 0 | 0 | 0 | 0 | 0 | 0 | 0 | 0 | 0 | 0 | 0 | 0 | 0 | 0 | 0 | 0 | 0 | 0 | 0 | 0 | 0 | 0 | 0 | 0 | 0 | 0 | 0 | 0 | 0 | 0 | 0 | 0 | 0 | 0 | 0 | 0 | 0 | 0 | 0 | 0 | 0 | 0 | 0 | 0 | 0 | 0 | 0 | 0 | 0 | 0 | 0 | 2020 | solar PV | TRUE
63647 | N | . | SDM000 Clarkson Fuel Cell | 2016 ESA Project Company, LLC | 62150 | NY | MAT | NPCC |  | 22 | 2 | NAICS-22 Non-Cogen | FC | NG | NG | NYIS | A | mcf | 7841 | 7366 | 7211 | 5146 | 6013 | 9565 | 13772 | 12267 | 9626 | 7209 | 7431 | 7574 | 7841 | 7366 | 7211 | 5146 | 6013 | 9565 | 13772 | 12267 | 9626 | 7209 | 7431 | 7574 | 1.036 | 1.036 | 1.036 | 1.036 | 1.036 | 1.036 | 1.036 | 1.036 | 1.036 | 1.036 | 1.036 | 1.036 | 8123 | 7631 | 7471 | 5331 | 6229 | 9909 | 14268 | 12709 | 9973 | 7469 | 7699 | 7847 | 8123 | 7631 | 7471 | 5331 | 6229 | 9909 | 14268 | 12709 | 9973 | 7469 | 7699 | 7847 | 1119.607 | 1051.928 | 1029.791 | 734.813 | 858.623 | 1365.862 | 1966.707 | 1751.796 | 1374.607 | 1029.444 | 1061.201 | 1081.621 | 101021 | 101021 | 104659 | 104659 | 14426 | 2020 | other | TRUE
63648 | N | . | NHH003 Clarkson Fuel Cell | 2016 ESA Project Company, LLC | 62150 | NY | MAT | NPCC |  | 22 | 2 | NAICS-22 Non-Cogen | FC | NG | NG | NYIS | A | mcf | 4943 | 4646 | 4548 | 3245 | 3792 | 6032 | 8686 | 7737 | 6071 | 4546 | 4687 | 4777 | 4943 | 4646 | 4548 | 3245 | 3792 | 6032 | 8686 | 7737 | 6071 | 4546 | 4687 | 4777 | 1.036 | 1.036 | 1.036 | 1.036 | 1.036 | 1.036 | 1.036 | 1.036 | 1.036 | 1.036 | 1.036 | 1.036 | 5121 | 4813 | 4712 | 3362 | 3929 | 6249 | 8999 | 8016 | 6290 | 4710 | 4856 | 4949 | 5121 | 4813 | 4712 | 3362 | 3929 | 6249 | 8999 | 8016 | 6290 | 4710 | 4856 | 4949 | 736.676 | 692.146 | 677.581 | 483.491 | 564.956 | 898.708 | 1294.051 | 1152.645 | 904.462 | 677.352 | 698.248 | 711.684 | 63710 | 63710 | 66006 | 66006 | 9492 | 2020 | other | TRUE
63649 | N | . | NHH004 Winthrop Fuel Cell | 2016 ESA Project Company, LLC | 62150 | NY | MAT | NPCC |  | 22 | 2 | NAICS-22 Non-Cogen | FC | NG | NG | NYIS | A | mcf | 4402 | 4136 | 4049 | 2889 | 3376 | 5370 | 7733 | 6888 | 5405 | 4048 | 4172 | 4253 | 4402 | 4136 | 4049 | 2889 | 3376 | 5370 | 7733 | 6888 | 5405 | 4048 | 4172 | 4253 | 1.036 | 1.036 | 1.036 | 1.036 | 1.036 | 1.036 | 1.036 | 1.036 | 1.036 | 1.036 | 1.036 | 1.036 | 4560 | 4285 | 4195 | 2993 | 3498 | 5563 | 8011 | 7136 | 5600 | 4194 | 4322 | 4406 | 4560 | 4285 | 4195 | 2993 | 3498 | 5563 | 8011 | 7136 | 5600 | 4194 | 4322 | 4406 | 663.026 | 622.946 | 609.837 | 435.152 | 508.472 | 808.856 | 1164.673 | 1037.404 | 814.035 | 609.631 | 628.438 | 640.53 | 56721 | 56721 | 58763 | 58763 | 8543 | 2020 | other | TRUE
63651 | N | . | North Kern State Prison Phase II | SunE P11L Holdings, LLC | 63344 | CA | PACC | WECC |  | 22 | 2 | NAICS-22 Non-Cogen | PV | SUN | SUN | CISO | A |  | 0 | 0 | 0 | 0 | 0 | 0 | 0 | 0 | 0 | 0 | 0 | 0 | 0 | 0 | 0 | 0 | 0 | 0 | 0 | 0 | 0 | 0 | 0 | 0 | 0 | 0 | 0 | 0 | 0 | 0 | 0 | 0 | 0 | 0 | 0 | 0 | 3510 | 4758 | 4656 | 5867 | 7679 | 7647 | 8637 | 7155 | 5618 | 5193 | 4106 | 3251 | 3510 | 4758 | 4656 | 5867 | 7679 | 7647 | 8637 | 7155 | 5618 | 5193 | 4106 | 3251 | 400.327 | 542.664 | 531.029 | 669.246 | 875.876 | 872.197 | 985.162 | 816.179 | 640.862 | 592.366 | 468.309 | 370.783 | 0 | 0 | 68077 | 68077 | 7765 | 2020 | solar PV | TRUE
63654 | N | . | Sheriff Road | Sheriff Rd Solar LLC | 63357 | MD | SAT | RFC |  | 22 | 2 | NAICS-22 Non-Cogen | PV | SUN | SUN | PJM | A |  | . | . | . | 0 | 0 | 0 | 0 | 0 | 0 | 0 | 0 | 0 | . | . | . | 0 | 0 | 0 | 0 | 0 | 0 | 0 | 0 | 0 | . | . | . | 0 | 0 | 0 | 0 | 0 | 0 | 0 | 0 | 0 | . | . | . | 1504 | 1720 | 1853 | 1841 | 1535 | 1362 | 1169 | 1056 | 778 | . | . | . | 1504 | 1720 | 1853 | 1841 | 1535 | 1362 | 1169 | 1056 | 778 | . | . | . | 171.59 | 196.151 | 211.359 | 209.995 | 175.072 | 155.349 | 133.323 | 120.402 | 88.759 | 0 | 0 | 12818 | 12818 | 1462 | 2020 | solar PV | TRUE
63657 | N | . | Siems Solar Project CSG | Siems Community Solar LLC | 63365 | MN | WNC | MRO |  | 22 | 2 | NAICS-22 Non-Cogen | PV | SUN | SUN | MISO | A |  | . | . | . | . | . | . | . | 0 | 0 | 0 | 0 | 0 | . | . | . | . | . | . | . | 0 | 0 | 0 | 0 | 0 | . | . | . | . | . | . | . | 0 | 0 | 0 | 0 | 0 | . | . | . | . | . | . | . | 1435 | 1012 | 757 | 580 | 363 | . | . | . | . | . | . | . | 1435 | 1012 | 757 | 580 | 363 | . | . | . | . | . | . | . | 163.688 | 115.43 | 86.383 | 66.109 | 41.39 | 0 | 0 | 4147 | 4147 | 473 | 2020 | solar PV | TRUE
63658 | N | . | Schueler Community Solar | Schueler Community Solar LLC | 63366 | MN | WNC | MRO |  | 22 | 2 | NAICS-22 Non-Cogen | PV | SUN | SUN | MISO | A |  | . | . | . | . | . | . | . | 0 | 0 | 0 | 0 | 0 | . | . | . | . | . | . | . | 0 | 0 | 0 | 0 | 0 | . | . | . | . | . | . | . | 0 | 0 | 0 | 0 | 0 | . | . | . | . | . | . | . | 1411 | 995 | 745 | 570 | 357 | . | . | . | . | . | . | . | 1411 | 995 | 745 | 570 | 357 | . | . | . | . | . | . | . | 160.921 | 113.477 | 84.922 | 64.99 | 40.69 | 0 | 0 | 4078 | 4078 | 465 | 2020 | solar PV | TRUE
63659 | N | . | Bowden Solar LLC | 38DN Power Fund 1 LLC | 63368 | MA | NEW | NPCC |  | 22 | 2 | NAICS-22 Non-Cogen | PV | SUN | SUN | ISNE | A |  | 0 | 0 | 0 | 0 | 0 | 0 | 0 | 0 | 0 | 0 | 0 | 0 | 0 | 0 | 0 | 0 | 0 | 0 | 0 | 0 | 0 | 0 | 0 | 0 | 0 | 0 | 0 | 0 | 0 | 0 | 0 | 0 | 0 | 0 | 0 | 0 | 1397 | 1830 | 2785 | 2670 | 3764 | 3556 | 3502 | 3311 | 2875 | 2090 | 1495 | 1138 | 1397 | 1830 | 2785 | 2670 | 3764 | 3556 | 3502 | 3311 | 2875 | 2090 | 1495 | 1138 | 159.376 | 208.757 | 317.642 | 304.556 | 429.366 | 405.663 | 399.491 | 377.64 | 327.888 | 238.386 | 170.487 | 129.748 | 0 | 0 | 30413 | 30413 | 3469 | 2020 | solar PV | TRUE
63660 | N | . | M72 West Solar | Heritage Sustainable Energy. LLC | 62870 | MI | ENC | RFC |  | 22 | 2 | NAICS-22 Non-Cogen | PV | SUN | SUN | MISO | A |  | 0 | 0 | 0 | 0 | 0 | 0 | 0 | 0 | 0 | 0 | 0 | 0 | 0 | 0 | 0 | 0 | 0 | 0 | 0 | 0 | 0 | 0 | 0 | 0 | 0 | 0 | 0 | 0 | 0 | 0 | 0 | 0 | 0 | 0 | 0 | 0 | 583 | 866 | 1273 | 1563 | 1842 | 2265 | 2176 | 2046 | 1601 | 1265 | 860 | 625 | 583 | 866 | 1273 | 1563 | 1842 | 2265 | 2176 | 2046 | 1601 | 1265 | 860 | 625 | 66.499 | 98.753 | 145.232 | 178.256 | 210.136 | 258.354 | 248.205 | 233.337 | 182.61 | 144.262 | 98.052 | 71.304 | 0 | 0 | 16965 | 16965 | 1935 | 2020 | solar PV | TRUE
63663 | N | . | Mt Hope Solar | Neighborhood Power Corp. | 63185 | OR | PACC | WECC |  | 22 | 2 | NAICS-22 Non-Cogen | PV | SUN | SUN | PGE | A |  | 0 | 0 | 0 | 0 | 0 | 0 | 0 | 0 | 0 | 0 | 0 | 0 | 0 | 0 | 0 | 0 | 0 | 0 | 0 | 0 | 0 | 0 | 0 | 0 | 0 | 0 | 0 | 0 | 0 | 0 | 0 | 0 | 0 | 0 | 0 | 0 | 0 | 0 | 0 | 0 | 0 | 0 | 0 | 0 | 0 | 0 | 0 | 0 | 0 | 0 | 0 | 0 | 0 | 0 | 0 | 0 | 0 | 0 | 0 | 0 | 0 | 0 | 0 | 0 | 0 | 0 | 0 | 0 | 0 | 0 | 0 | 0 | 0 | 0 | 0 | 0 | 0 | 2020 | solar PV | TRUE
63664 | N | . | Williams Acres Solar | Neighborhood Power Corp. | 63185 | OR | PACC | WECC |  | 22 | 2 | NAICS-22 Non-Cogen | PV | SUN | SUN | PGE | A |  | 0 | 0 | 0 | 0 | 0 | 0 | 0 | 0 | 0 | 0 | 0 | 0 | 0 | 0 | 0 | 0 | 0 | 0 | 0 | 0 | 0 | 0 | 0 | 0 | 0 | 0 | 0 | 0 | 0 | 0 | 0 | 0 | 0 | 0 | 0 | 0 | 0 | 0 | 0 | 0 | 0 | 0 | 0 | 0 | 0 | 0 | 0 | 0 | 0 | 0 | 0 | 0 | 0 | 0 | 0 | 0 | 0 | 0 | 0 | 0 | 0 | 0 | 0 | 0 | 0 | 0 | 0 | 0 | 0 | 0 | 0 | 0 | 0 | 0 | 0 | 0 | 0 | 2020 | solar PV | TRUE
63665 | N | . | River Valley Solar | Neighborhood Power Corp. | 63185 | OR | PACC | WECC |  | 22 | 2 | NAICS-22 Non-Cogen | PV | SUN | SUN | PGE | A |  | 0 | 0 | 0 | 0 | 0 | 0 | 0 | 0 | 0 | 0 | 0 | 0 | 0 | 0 | 0 | 0 | 0 | 0 | 0 | 0 | 0 | 0 | 0 | 0 | 0 | 0 | 0 | 0 | 0 | 0 | 0 | 0 | 0 | 0 | 0 | 0 | 0 | 0 | 0 | 0 | 0 | 0 | 0 | 0 | 0 | 0 | 0 | 0 | 0 | 0 | 0 | 0 | 0 | 0 | 0 | 0 | 0 | 0 | 0 | 0 | 0 | 0 | 0 | 0 | 0 | 0 | 0 | 0 | 0 | 0 | 0 | 0 | 0 | 0 | 0 | 0 | 0 | 2020 | solar PV | TRUE
63666 | N | . | Bitter Ridge Wind Farm, LLC | Bitter Ridge Wind Farm, LLC | 63373 | IN | ENC | RFC |  | 22 | 2 | NAICS-22 Non-Cogen | WT | WND | WND | PJM | M |  | . | . | . | . | . | . | . | . | 0 | 0 | 0 | 0 | . | . | . | . | . | . | . | . | 0 | 0 | 0 | 0 | . | . | . | . | . | . | . | . | 0 | 0 | 0 | 0 | . | . | . | . | . | . | . | . | 91817 | 96419 | 427900 | 363734 | . | . | . | . | . | . | . | . | 91817 | 96419 | 427900 | 363734 | . | . | . | . | . | . | . | . | 10473 | 10998 | 48808 | 41489 | 0 | 0 | 979870 | 979870 | 111768 | 2020 | onshore wind | TRUE
63667 | N | . | Sanford Solar | Sanford Airport Solar, LLC | 63374 | ME | NEW | NPCC |  | 22 | 2 | NAICS-22 Non-Cogen | PV | SUN | SUN | ISNE | M |  | . | . | . | . | . | . | . | . | . | . | 0 | 0 | . | . | . | . | . | . | . | . | . | . | 0 | 0 | . | . | . | . | . | . | . | . | . | . | 0 | 0 | . | . | . | . | . | . | . | . | . | . | 29974 | 22899 | . | . | . | . | . | . | . | . | . | . | 29974 | 22899 | . | . | . | . | . | . | . | . | . | . | 3419 | 2612 | 0 | 0 | 52873 | 52873 | 6031 | 2020 | solar PV | TRUE
63668 | N | . | University Solar, LLC | AES Distributed Energy | 61012 | RI | NEW | NPCC |  | 22 | 2 | NAICS-22 Non-Cogen | PV | SUN | SUN | ISNE | M |  | 0 | 0 | 0 | 0 | 0 | 0 | 0 | 0 | 0 | 0 | 0 | 0 | 0 | 0 | 0 | 0 | 0 | 0 | 0 | 0 | 0 | 0 | 0 | 0 | 0 | 0 | 0 | 0 | 0 | 0 | 0 | 0 | 0 | 0 | 0 | 0 | 8916 | 19796 | 25407 | 25258 | 36629 | 39679 | 38636 | 23776 | 29220 | 19322 | 13931 | 7373 | 8916 | 19796 | 25407 | 25258 | 36629 | 39679 | 38636 | 23776 | 29220 | 19322 | 13931 | 7373 | 1017 | 2258 | 2898 | 2881 | 4178 | 4526 | 4407 | 2712 | 3333 | 2204 | 1589 | 841 | 0 | 0 | 287943 | 287943 | 32844 | 2020 | solar PV | TRUE
63672 | N | . | Lakeville Solar | C2 MA Lakeville, LLC | 63391 | MA | NEW | NPCC |  | 22 | 2 | NAICS-22 Non-Cogen | PV | SUN | SUN | ISNE | A |  | 0 | 0 | 0 | 0 | 0 | 0 | 0 | 0 | 0 | 0 | 0 | 0 | 0 | 0 | 0 | 0 | 0 | 0 | 0 | 0 | 0 | 0 | 0 | 0 | 0 | 0 | 0 | 0 | 0 | 0 | 0 | 0 | 0 | 0 | 0 | 0 | 1502 | 1968 | 2994 | 2871 | 4047 | 3824 | 3766 | 3560 | 3091 | 2247 | 1607 | 1223 | 1502 | 1968 | 2994 | 2871 | 4047 | 3824 | 3766 | 3560 | 3091 | 2247 | 1607 | 1223 | 171.369 | 224.464 | 341.541 | 327.47 | 461.67 | 436.184 | 429.547 | 406.052 | 352.558 | 256.321 | 183.314 | 139.51 | 0 | 0 | 32700 | 32700 | 3730 | 2020 | solar PV | TRUE
63673 | Y | . | Norwalk Hospital Plant | Norwalk Hospital | 63392 | CT | NEW | NPCC |  | 622 | 5 | Commercial NAICS Cogen | GT | NG | NG | ISNE | A | mcf | 6817 | 6388 | 5790 | . | . | . | . | . | . | . | . | . | 4214 | 3948 | 3578 | . | . | . | . | . | . | . | . | . | 1.024 | 1.024 | 1.024 | . | . | . | . | . | . | . | . | . | 6981 | 6541 | 5929 | . | . | . | . | . | . | . | . | . | 4315 | 4043 | 3664 | . | . | . | . | . | . | . | . | . | 376.125 | 352.452 | 319.423 | . | . | . | . | . | . | . | . | . | 18995 | 11740 | 19451 | 12022 | 1048 | 2020 | natural gas peaker | FALSE
63673 | Y | . | Norwalk Hospital Plant | Norwalk Hospital | 63392 | CT | NEW | NPCC |  | 622 | 5 | Commercial NAICS Cogen | IC | NG | NG | ISNE | A | mcf | 17795 | 16676 | 15113 | 15472 | 13718 | 18340 | 22046 | 19642 | 17313 | 14133 | 15800 | 17823 | 17795 | 16676 | 15113 | 15472 | 13718 | 18340 | 22046 | 19642 | 17313 | 14133 | 15800 | 17823 | 1.024 | 1.024 | 1.024 | 1.024 | 1.024 | 1.024 | 1.024 | 1.024 | 1.024 | 1.024 | 1.024 | 1.024 | 18222 | 17076 | 15476 | 15843 | 14047 | 18780 | 22575 | 20113 | 17729 | 14472 | 16179 | 18251 | 18222 | 17076 | 15476 | 15843 | 14047 | 18780 | 22575 | 20113 | 17729 | 14472 | 16179 | 18251 | 1670.115 | 1564.997 | 1418.337 | 1452.033 | 1287.373 | 1721.16 | 2068.978 | 1843.355 | 1624.846 | 1326.324 | 1482.784 | 1672.698 | 203871 | 203871 | 208763 | 208763 | 19133 | 2020 | natural gas peaker | FALSE
63675 | N | . | MSAP 13 | MSAP 13, LLC | 63394 | NY | MAT | NPCC |  | 22 | 2 | NAICS-22 Non-Cogen | PV | SUN | SUN | NYIS | A |  | . | . | . | . | . | . | . | . | . | . | . | 0 | . | . | . | . | . | . | . | . | . | . | . | 0 | . | . | . | . | . | . | . | . | . | . | . | 0 | . | . | . | . | . | . | . | . | . | . | . | 4804 | . | . | . | . | . | . | . | . | . | . | . | 4804 | . | . | . | . | . | . | . | . | . | . | . | 548 | 0 | 0 | 4804 | 4804 | 548 | 2020 | solar PV | TRUE
63678 | N | . | Paulson Community (CSG) | Paulson Community Solar LLC | 63397 | MN | WNC | MRO |  | 22 | 2 | NAICS-22 Non-Cogen | PV | SUN | SUN | MISO | A |  | . | . | . | 0 | 0 | 0 | 0 | 0 | 0 | 0 | 0 | 0 | . | . | . | 0 | 0 | 0 | 0 | 0 | 0 | 0 | 0 | 0 | . | . | . | 0 | 0 | 0 | 0 | 0 | 0 | 0 | 0 | 0 | . | . | . | 1127 | 1172 | 1271 | 1225 | 1213 | 856 | 640 | 490 | 307 | . | . | . | 1127 | 1172 | 1271 | 1225 | 1213 | 856 | 640 | 490 | 307 | . | . | . | 128.57 | 133.74 | 144.959 | 139.78 | 138.409 | 97.603 | 73.042 | 55.899 | 34.998 | 0 | 0 | 8301 | 8301 | 947 | 2020 | solar PV | TRUE
63679 | N | . | Laurel Village (CSG) | Laurel Village Community Solar LLC | 63398 | MN | WNC | MRO |  | 22 | 2 | NAICS-22 Non-Cogen | PV | SUN | SUN | MISO | A |  | . | . | . | 0 | 0 | 0 | 0 | 0 | 0 | 0 | 0 | 0 | . | . | . | 0 | 0 | 0 | 0 | 0 | 0 | 0 | 0 | 0 | . | . | . | 0 | 0 | 0 | 0 | 0 | 0 | 0 | 0 | 0 | . | . | . | 64 | 67 | 72 | 70 | 69 | 49 | 37 | 28 | 17 | . | . | . | 64 | 67 | 72 | 70 | 69 | 49 | 37 | 28 | 17 | . | . | . | 7.331 | 7.626 | 8.266 | 7.971 | 7.892 | 5.566 | 4.165 | 3.187 | 1.996 | 0 | 0 | 473 | 473 | 54 | 2020 | solar PV | TRUE
63680 | N | . | Hertzberg Community (CSG) | Hertzberg Community Solar | 63399 | MN | WNC | MRO |  | 22 | 2 | NAICS-22 Non-Cogen | PV | SUN | SUN | MISO | A |  | . | . | . | 0 | 0 | 0 | 0 | 0 | 0 | 0 | 0 | 0 | . | . | . | 0 | 0 | 0 | 0 | 0 | 0 | 0 | 0 | 0 | . | . | . | 0 | 0 | 0 | 0 | 0 | 0 | 0 | 0 | 0 | . | . | . | 828 | 862 | 934 | 901 | 892 | 629 | 471 | 360 | 226 | . | . | . | 828 | 862 | 934 | 901 | 892 | 629 | 471 | 360 | 226 | . | . | . | 94.493 | 98.292 | 106.538 | 102.731 | 101.724 | 71.734 | 53.683 | 41.083 | 25.722 | 0 | 0 | 6103 | 6103 | 696 | 2020 | solar PV | TRUE
63681 | N | . | Oak Leaf Solar XXXIII LLC (Lantz) | Greenbacker Renewable Energy Corporation | 60025 | CO | MTN | WECC |  | 22 | 2 | NAICS-22 Non-Cogen | PV | SUN | SUN | PSCO | A |  | 0 | 0 | 0 | 0 | 0 | 0 | 0 | 0 | 0 | 0 | 0 | 0 | 0 | 0 | 0 | 0 | 0 | 0 | 0 | 0 | 0 | 0 | 0 | 0 | 0 | 0 | 0 | 0 | 0 | 0 | 0 | 0 | 0 | 0 | 0 | 0 | 1773 | 1868 | 2861 | 3198 | 3713 | 3600 | 3731 | 3041 | 2964 | 2233 | 1924 | 1454 | 1773 | 1868 | 2861 | 3198 | 3713 | 3600 | 3731 | 3041 | 2964 | 2233 | 1924 | 1454 | 202.238 | 213.038 | 326.362 | 364.742 | 423.541 | 410.618 | 425.57 | 346.849 | 338.031 | 254.697 | 219.479 | 165.835 | 0 | 0 | 32360 | 32360 | 3691 | 2020 | solar PV | TRUE
63682 | N | . | Brenda Luhman - CSG | Brenda Luhman Community Solar LLC | 63380 | MN | WNC | MRO |  | 22 | 2 | NAICS-22 Non-Cogen | PV | SUN | SUN | MISO | A |  | . | . | . | . | . | . | . | 0 | 0 | 0 | 0 | 0 | . | . | . | . | . | . | . | 0 | 0 | 0 | 0 | 0 | . | . | . | . | . | . | . | 0 | 0 | 0 | 0 | 0 | . | . | . | . | . | . | . | 1829 | 1290 | 965 | 739 | 463 | . | . | . | . | . | . | . | 1829 | 1290 | 965 | 739 | 463 | . | . | . | . | . | . | . | 208.678 | 147.154 | 110.125 | 84.278 | 52.765 | 0 | 0 | 5286 | 5286 | 603 | 2020 | solar PV | TRUE
63684 | N | . | Hammer Community (CSG) | Hammer Community Solar LLC | 63400 | MN | WNC | MRO |  | 22 | 2 | NAICS-22 Non-Cogen | PV | SUN | SUN | MISO | A |  | . | . | . | . | . | . | . | 0 | 0 | 0 | 0 | 0 | . | . | . | . | . | . | . | 0 | 0 | 0 | 0 | 0 | . | . | . | . | . | . | . | 0 | 0 | 0 | 0 | 0 | . | . | . | . | . | . | . | 1975 | 1393 | 1042 | 798 | 499 | . | . | . | . | . | . | . | 1975 | 1393 | 1042 | 798 | 499 | . | . | . | . | . | . | . | 225.288 | 158.868 | 118.891 | 90.987 | 56.966 | 0 | 0 | 5707 | 5707 | 651 | 2020 | solar PV | TRUE
63687 | N | . | Gratiot Farms Wind Project | Consumers Energy Co | 4254 | MI | ENC | RFC |  | 22 | 1 | Electric Utility | WT | WND | WND | MISO | M |  | . | . | . | . | . | . | . | . | . | . | . | 0 | . | . | . | . | . | . | . | . | . | . | . | 0 | . | . | . | . | . | . | . | . | . | . | . | 0 | . | . | . | . | . | . | . | . | . | . | . | 333637 | . | . | . | . | . | . | . | . | . | . | . | 333637 | . | . | . | . | . | . | . | . | . | . | . | 38056 | 0 | 0 | 333637 | 333637 | 38056 | 2020 | onshore wind | TRUE
63689 | N | . | Red Lake Falls Community Hybrid | Consolidated Edison Development Inc. | 56769 | MN | WNC | MRO |  | 22 | 2 | NAICS-22 Non-Cogen | PV | SUN | SUN | MISO | A |  | . | . | . | . | . | . | . | . | . | . | . | 0 | . | . | . | . | . | . | . | . | . | . | . | 0 | . | . | . | . | . | . | . | . | . | . | . | 0 | . | . | . | . | . | . | . | . | . | . | . | 11257 | . | . | . | . | . | . | . | . | . | . | . | 11257 | . | . | . | . | . | . | . | . | . | . | . | 1284 | 0 | 0 | 11257 | 11257 | 1284 | 2020 | solar PV | TRUE
63689 | N | . | Red Lake Falls Community Hybrid | Consolidated Edison Development Inc. | 56769 | MN | WNC | MRO |  | 22 | 2 | NAICS-22 Non-Cogen | WT | WND | WND | MISO | A |  | . | . | . | . | . | . | . | . | . | . | . | 0 | . | . | . | . | . | . | . | . | . | . | . | 0 | . | . | . | . | . | . | . | . | . | . | . | 0 | . | . | . | . | . | . | . | . | . | . | . | 0 | . | . | . | . | . | . | . | . | . | . | . | 0 | . | . | . | . | . | . | . | . | . | . | . | 0 | 0 | 0 | 0 | 0 | 0 | 2020 | onshore wind | TRUE
63690 | N | . | Oak Street Solar | Citizens Enterprises Corporation | 58871 | MA | NEW | NPCC |  | 22 | 2 | NAICS-22 Non-Cogen | PV | SUN | SUN | ISNE | A |  | 0 | 0 | 0 | 0 | 0 | 0 | 0 | 0 | 0 | 0 | 0 | 0 | 0 | 0 | 0 | 0 | 0 | 0 | 0 | 0 | 0 | 0 | 0 | 0 | 0 | 0 | 0 | 0 | 0 | 0 | 0 | 0 | 0 | 0 | 0 | 0 | 1949 | 2553 | 3885 | 3725 | 5251 | 4961 | 4885 | 4618 | 4010 | 2915 | 2085 | 1587 | 1949 | 2553 | 3885 | 3725 | 5251 | 4961 | 4885 | 4618 | 4010 | 2915 | 2085 | 1587 | 222.319 | 291.201 | 443.087 | 424.833 | 598.934 | 565.87 | 557.26 | 526.779 | 457.38 | 332.531 | 237.817 | 180.989 | 0 | 0 | 42424 | 42424 | 4839 | 2020 | solar PV | TRUE
63692 | N | . | PG Solar, LLC | North Carolina El Member Corp | 13683 | NC | SAT | SERC |  | 22 | 1 | Electric Utility | PV | SUN | SUN | CPLE | A |  | . | . | . | . | . | . | . | . | . | . | 0 | 0 | . | . | . | . | . | . | . | . | . | . | 0 | 0 | . | . | . | . | . | . | . | . | . | . | 0 | 0 | . | . | . | . | . | . | . | . | . | . | 0 | 0 | . | . | . | . | . | . | . | . | . | . | 0 | 0 | . | . | . | . | . | . | . | . | . | . | 0 | 0 | 0 | 0 | 0 | 0 | 0 | 2020 | solar PV | TRUE
63693 | N | . | Freight Line Solar, LLC | North Carolina El Member Corp | 13683 | NC | SAT | SERC |  | 22 | 1 | Electric Utility | PV | SUN | SUN | CPLE | A |  | . | . | . | . | . | . | . | . | . | . | 0 | 0 | . | . | . | . | . | . | . | . | . | . | 0 | 0 | . | . | . | . | . | . | . | . | . | . | 0 | 0 | . | . | . | . | . | . | . | . | . | . | 0 | 0 | . | . | . | . | . | . | . | . | . | . | 0 | 0 | . | . | . | . | . | . | . | . | . | . | 0 | 0 | 0 | 0 | 0 | 0 | 0 | 2020 | solar PV | TRUE
63695 | N | . | Holly Swamp Solar, LLC | North Carolina El Member Corp | 13683 | NC | SAT | SERC |  | 22 | 1 | Electric Utility | PV | SUN | SUN | CPLE | A |  | . | . | . | . | . | . | . | . | . | . | 0 | 0 | . | . | . | . | . | . | . | . | . | . | 0 | 0 | . | . | . | . | . | . | . | . | . | . | 0 | 0 | . | . | . | . | . | . | . | . | . | . | 0 | 0 | . | . | . | . | . | . | . | . | . | . | 0 | 0 | . | . | . | . | . | . | . | . | . | . | 0 | 0 | 0 | 0 | 0 | 0 | 0 | 2020 | solar PV | TRUE
63697 | N | . | Cranberry Solar | GWE Cranberry Solar RT, LLC | 63409 | MA | NEW | NPCC |  | 22 | 2 | NAICS-22 Non-Cogen | PV | SUN | SUN | ISNE | A |  | 0 | 0 | 0 | 0 | 0 | 0 | 0 | 0 | 0 | 0 | 0 | 0 | 0 | 0 | 0 | 0 | 0 | 0 | 0 | 0 | 0 | 0 | 0 | 0 | 0 | 0 | 0 | 0 | 0 | 0 | 0 | 0 | 0 | 0 | 0 | 0 | 709 | 929 | 1413 | 1355 | 1910 | 1804 | 1777 | 1680 | 1458 | 1060 | 758 | 577 | 709 | 929 | 1413 | 1355 | 1910 | 1804 | 1777 | 1680 | 1458 | 1060 | 758 | 577 | 80.859 | 105.913 | 161.156 | 154.517 | 217.839 | 205.814 | 202.682 | 191.596 | 166.354 | 120.945 | 86.497 | 65.828 | 0 | 0 | 15430 | 15430 | 1760 | 2020 | solar PV | TRUE
63698 | N | . | Galloway Landfill | NJR Clean Energy Ventures Corporation | 56990 | NJ | MAT | RFC |  | 22 | 2 | NAICS-22 Non-Cogen | PV | SUN | SUN | PJM | A |  | . | . | . | . | . | . | . | . | 0 | 0 | 0 | 0 | . | . | . | . | . | . | . | . | 0 | 0 | 0 | 0 | . | . | . | . | . | . | . | . | 0 | 0 | 0 | 0 | . | . | . | . | . | . | . | . | 2448 | 1768 | 1622 | 1123 | . | . | . | . | . | . | . | . | 2448 | 1768 | 1622 | 1123 | . | . | . | . | . | . | . | . | 279.216 | 201.628 | 185.017 | 128.139 | 0 | 0 | 6961 | 6961 | 794 | 2020 | solar PV | TRUE
63699 | N | . | AGT000 Stevens Creek Fuel Cell | 2016 ESA Project Company, LLC | 62150 | CA | PACC | WECC |  | 22 | 2 | NAICS-22 Non-Cogen | FC | NG | NG | CISO | A | mcf | 9203 | 8126 | 9020 | 6379 | 5998 | 8438 | 11803 | 14678 | 12783 | 13275 | 10604 | 11753 | 9203 | 8126 | 9020 | 6379 | 5998 | 8438 | 11803 | 14678 | 12783 | 13275 | 10604 | 11753 | 1.036 | 1.036 | 1.036 | 1.036 | 1.036 | 1.036 | 1.036 | 1.036 | 1.036 | 1.036 | 1.036 | 1.036 | 9534 | 8419 | 9345 | 6609 | 6214 | 8742 | 12228 | 15206 | 13243 | 13753 | 10986 | 12176 | 9534 | 8419 | 9345 | 6609 | 6214 | 8742 | 12228 | 15206 | 13243 | 13753 | 10986 | 12176 | 1340.149 | 1183.48 | 1313.741 | 929.078 | 873.586 | 1228.882 | 1719.076 | 2137.791 | 1861.683 | 1933.404 | 1544.334 | 1711.796 | 122060 | 122060 | 126455 | 126455 | 17777 | 2020 | other | TRUE
63700 | N | . | AGT001 Centerville Fuel Cell | 2016 ESA Project Company, LLC | 62150 | DE | SAT | RFC |  | 22 | 2 | NAICS-22 Non-Cogen | FC | NG | NG | PJM | A | mcf | 5027 | 4478 | 4105 | 6229 | 5505 | 8277 | 11264 | 10852 | 6203 | 3441 | 4104 | 3390 | 5027 | 4478 | 4105 | 6229 | 5505 | 8277 | 11264 | 10852 | 6203 | 3441 | 4104 | 3390 | 1.036 | 1.036 | 1.036 | 1.036 | 1.036 | 1.036 | 1.036 | 1.036 | 1.036 | 1.036 | 1.036 | 1.036 | 5208 | 4639 | 4253 | 6453 | 5703 | 8575 | 11670 | 11243 | 6426 | 3565 | 4252 | 3512 | 5208 | 4639 | 4253 | 6453 | 5703 | 8575 | 11670 | 11243 | 6426 | 3565 | 4252 | 3512 | 748.437 | 666.831 | 611.222 | 927.49 | 819.713 | 1232.436 | 1677.138 | 1615.827 | 923.67 | 512.343 | 611.125 | 504.768 | 72875 | 72875 | 75499 | 75499 | 10851 | 2020 | other | TRUE
63701 | N | . | CST001 McCarthy Fuel Cell | 2016 ESA Project Company, LLC | 62150 | CA | PACC | WECC |  | 22 | 2 | NAICS-22 Non-Cogen | FC | NG | NG | CISO | A | mcf | 5037 | 4447 | 4937 | 3491 | 3283 | 4618 | 6460 | 8033 | 6996 | 7265 | 5803 | 6433 | 5037 | 4447 | 4937 | 3491 | 3283 | 4618 | 6460 | 8033 | 6996 | 7265 | 5803 | 6433 | 1.036 | 1.036 | 1.036 | 1.036 | 1.036 | 1.036 | 1.036 | 1.036 | 1.036 | 1.036 | 1.036 | 1.036 | 5218 | 4607 | 5115 | 3617 | 3401 | 4784 | 6693 | 8322 | 7248 | 7527 | 6012 | 6665 | 5218 | 4607 | 5115 | 3617 | 3401 | 4784 | 6693 | 8322 | 7248 | 7527 | 6012 | 6665 | 752.51 | 664.538 | 737.682 | 521.689 | 490.529 | 690.032 | 965.282 | 1200.395 | 1045.357 | 1085.63 | 867.162 | 961.194 | 66803 | 66803 | 69209 | 69209 | 9982 | 2020 | other | TRUE
63702 | N | . | EQX002 Secaucus Rd Fuel Cell | 2016 ESA Project Company, LLC | 62150 | NJ | MAT | RFC |  | 22 | 2 | NAICS-22 Non-Cogen | FC | NG | NG | PJM | A | mcf | 6858 | 6014 | 6103 | 5547 | 4687 | 7789 | 11878 | 10404 | 6580 | 7257 | 6375 | 4630 | 6858 | 6014 | 6103 | 5547 | 4687 | 7789 | 11878 | 10404 | 6580 | 7257 | 6375 | 4630 | 1.036 | 1.036 | 1.036 | 1.036 | 1.036 | 1.036 | 1.036 | 1.036 | 1.036 | 1.036 | 1.036 | 1.036 | 7105 | 6231 | 6323 | 5747 | 4856 | 8069 | 12306 | 10779 | 6817 | 7518 | 6605 | 4797 | 7105 | 6231 | 6323 | 5747 | 4856 | 8069 | 12306 | 10779 | 6817 | 7518 | 6605 | 4797 | 1072.72 | 940.552 | 954.471 | 867.604 | 733.033 | 1218.274 | 1857.756 | 1627.221 | 1029.092 | 1135.062 | 997.049 | 724.166 | 84122 | 84122 | 87153 | 87153 | 13157 | 2020 | other | TRUE
63703 | N | . | EQX003 Secaucus Rd Fuel Cell | 2016 ESA Project Company, LLC | 62150 | NJ | MAT | RFC |  | 22 | 2 | NAICS-22 Non-Cogen | FC | NG | NG | PJM | A | mcf | 9180 | 8050 | 8169 | 7426 | 6274 | 10427 | 15900 | 13927 | 8808 | 9715 | 8534 | 6198 | 9180 | 8050 | 8169 | 7426 | 6274 | 10427 | 15900 | 13927 | 8808 | 9715 | 8534 | 6198 | 1.036 | 1.036 | 1.036 | 1.036 | 1.036 | 1.036 | 1.036 | 1.036 | 1.036 | 1.036 | 1.036 | 1.036 | 9510 | 8340 | 8463 | 7693 | 6500 | 10802 | 16472 | 14428 | 9125 | 10065 | 8841 | 6421 | 9510 | 8340 | 8463 | 7693 | 6500 | 10802 | 16472 | 14428 | 9125 | 10065 | 8841 | 6421 | 1378.224 | 1208.413 | 1226.296 | 1114.69 | 941.794 | 1565.228 | 2386.828 | 2090.64 | 1322.168 | 1458.318 | 1280.999 | 930.402 | 112608 | 112608 | 116660 | 116660 | 16904 | 2020 | other | TRUE
63704 | N | . | EQX010 Great Oaks Fuel Cell | 2016 ESA Project Company, LLC | 62150 | CA | PACC | WECC |  | 22 | 2 | NAICS-22 Non-Cogen | FC | NG | NG | CISO | A | mcf | 10007 | 8839 | 9811 | 6939 | 6524 | 9178 | 12839 | 15966 | 13904 | 14439 | 11534 | 12784 | 10007 | 8839 | 9811 | 6939 | 6524 | 9178 | 12839 | 15966 | 13904 | 14439 | 11534 | 12784 | 1.036 | 1.036 | 1.036 | 1.036 | 1.036 | 1.036 | 1.036 | 1.036 | 1.036 | 1.036 | 1.036 | 1.036 | 10367 | 9157 | 10164 | 7189 | 6759 | 9508 | 13301 | 16541 | 14405 | 14959 | 11949 | 13244 | 10367 | 9157 | 10164 | 7189 | 6759 | 9508 | 13301 | 16541 | 14405 | 14959 | 11949 | 13244 | 1558.772 | 1376.543 | 1528.055 | 1080.641 | 1016.096 | 1429.352 | 1999.512 | 2486.533 | 2165.383 | 2248.804 | 1796.265 | 1991.044 | 132764 | 132764 | 137543 | 137543 | 20677 | 2020 | other | TRUE
63705 | N | . | EQX011 Duane Fuel Cell | 2016 ESA Project Company, LLC | 62150 | CA | PACC | WECC |  | 22 | 2 | NAICS-22 Non-Cogen | FC | NG | NG | CISO | A | mcf | 19230 | 16981 | 18850 | 13331 | 12535 | 17633 | 24666 | 30674 | 26713 | 27742 | 22159 | 24562 | 19230 | 16981 | 18850 | 13331 | 12535 | 17633 | 24666 | 30674 | 26713 | 27742 | 22159 | 24562 | 1.036 | 1.036 | 1.036 | 1.036 | 1.036 | 1.036 | 1.036 | 1.036 | 1.036 | 1.036 | 1.036 | 1.036 | 19922 | 17592 | 19529 | 13811 | 12986 | 18268 | 25554 | 31778 | 27675 | 28741 | 22957 | 25446 | 19922 | 17592 | 19529 | 13811 | 12986 | 18268 | 25554 | 31778 | 27675 | 28741 | 22957 | 25446 | 2918.974 | 2577.731 | 2861.454 | 2023.621 | 1902.753 | 2676.622 | 3744.311 | 4656.312 | 4054.922 | 4211.138 | 3363.708 | 3728.454 | 255076 | 255076 | 264259 | 264259 | 38720 | 2020 | other | TRUE
63706 | N | . | EQX012 Harz Fuel Cell | 2016 ESA Project Company, LLC | 62150 | NJ | MAT | RFC |  | 22 | 2 | NAICS-22 Non-Cogen | FC | NG | NG | PJM | A | mcf | 11720 | 10276 | 10428 | 9479 | 8009 | 13311 | 20298 | 17779 | 11244 | 12402 | 10894 | 7912 | 11720 | 10276 | 10428 | 9479 | 8009 | 13311 | 20298 | 17779 | 11244 | 12402 | 10894 | 7912 | 1.036 | 1.036 | 1.036 | 1.036 | 1.036 | 1.036 | 1.036 | 1.036 | 1.036 | 1.036 | 1.036 | 1.036 | 12142 | 10646 | 10803 | 9820 | 8297 | 13790 | 21029 | 18419 | 11649 | 12848 | 11286 | 8197 | 12142 | 10646 | 10803 | 9820 | 8297 | 13790 | 21029 | 18419 | 11649 | 12848 | 11286 | 8197 | 1695.466 | 1486.568 | 1508.567 | 1371.272 | 1158.578 | 1925.515 | 2936.234 | 2571.868 | 1626.508 | 1793.997 | 1575.863 | 1144.564 | 143752 | 143752 | 148926 | 148926 | 20795 | 2020 | other | TRUE
63708 | N | . | EQX015 Great Oaks Fuel Cell | 2016 ESA Project Company, LLC | 62150 | CA | PACC | WECC |  | 22 | 2 | NAICS-22 Non-Cogen | FC | NG | NG | CISO | A | mcf | 16722 | 14768 | 16393 | 11593 | 10901 | 15334 | 21451 | 26676 | 23230 | 24125 | 19270 | 21360 | 16722 | 14768 | 16393 | 11593 | 10901 | 15334 | 21451 | 26676 | 23230 | 24125 | 19270 | 21360 | 1.036 | 1.036 | 1.036 | 1.036 | 1.036 | 1.036 | 1.036 | 1.036 | 1.036 | 1.036 | 1.036 | 1.036 | 17324 | 15300 | 16983 | 12010 | 11293 | 15886 | 22223 | 27636 | 24066 | 24994 | 19964 | 22129 | 17324 | 15300 | 16983 | 12010 | 11293 | 15886 | 22223 | 27636 | 24066 | 24994 | 19964 | 22129 | 2342.192 | 2068.377 | 2296.036 | 1623.757 | 1526.772 | 2147.726 | 3004.442 | 3736.233 | 3253.677 | 3379.025 | 2699.045 | 2991.718 | 221823 | 221823 | 229808 | 229808 | 31069 | 2020 | other | TRUE
63709 | N | . | Autumn Hills Generating Facility | North American Natural Res | 13559 | MI | ENC | RFC |  | 22 | 2 | NAICS-22 Non-Cogen | IC | LFG | MLG | MISO | A | mcf | 53328 | 49444 | 52714 | 49488 | 48657 | 44807 | 40914 | 43614 | 40123 | 47519 | 46364 | 51000 | 53328 | 49444 | 52714 | 49488 | 48657 | 44807 | 40914 | 43614 | 40123 | 47519 | 46364 | 51000 | 0.51 | 0.51 | 0.51 | 0.51 | 0.51 | 0.51 | 0.51 | 0.51 | 0.51 | 0.51 | 0.51 | 0.51 | 27197 | 25216 | 26884 | 25239 | 24815 | 22852 | 20866 | 22243 | 20463 | 24235 | 23646 | 26010 | 27197 | 25216 | 26884 | 25239 | 24815 | 22852 | 20866 | 22243 | 20463 | 24235 | 23646 | 26010 | 2254.532 | 2090.327 | 2228.583 | 2092.188 | 2057.047 | 1894.296 | 1729.718 | 1843.871 | 1696.283 | 2008.937 | 1960.099 | 2156.119 | 567972 | 567972 | 289666 | 289666 | 24012 | 2020 | biomass | TRUE
63711 | N | . | JSR000 N Mathilda Fuel Cell | 2016 ESA Project Company, LLC | 62150 | CA | PACC | WECC |  | 22 | 2 | NAICS-22 Non-Cogen | FC | NG | NG | CISO | A | mcf | 4782 | 4224 | 4689 | 3316 | 3118 | 4386 | 6135 | 7630 | 6644 | 6900 | 5512 | 6109 | 4782 | 4224 | 4689 | 3316 | 3118 | 4386 | 6135 | 7630 | 6644 | 6900 | 5512 | 6109 | 1.036 | 1.036 | 1.036 | 1.036 | 1.036 | 1.036 | 1.036 | 1.036 | 1.036 | 1.036 | 1.036 | 1.036 | 4954 | 4376 | 4858 | 3435 | 3230 | 4544 | 6356 | 7905 | 6883 | 7148 | 5710 | 6329 | 4954 | 4376 | 4858 | 3435 | 3230 | 4544 | 6356 | 7905 | 6883 | 7148 | 5710 | 6329 | 724.919 | 640.172 | 710.634 | 502.56 | 472.543 | 664.731 | 929.889 | 1156.382 | 1007.028 | 1045.824 | 835.367 | 925.951 | 63445 | 63445 | 65728 | 65728 | 9616 | 2020 | other | TRUE
63712 | N | . | KSR028 Merced Fuel Cell | 2016 ESA Project Company, LLC | 62150 | CA | PACC | WECC |  | 22 | 2 | NAICS-22 Non-Cogen | FC | NG | NG | CISO | A | mcf | 8614 | 7607 | 8445 | 5972 | 5615 | 7899 | 11050 | 13742 | 11967 | 12428 | 9927 | 11003 | 8614 | 7607 | 8445 | 5972 | 5615 | 7899 | 11050 | 13742 | 11967 | 12428 | 9927 | 11003 | 1.036 | 1.036 | 1.036 | 1.036 | 1.036 | 1.036 | 1.036 | 1.036 | 1.036 | 1.036 | 1.036 | 1.036 | 8924 | 7881 | 8749 | 6187 | 5817 | 8183 | 11448 | 14237 | 12398 | 12875 | 10284 | 11399 | 8924 | 7881 | 8749 | 6187 | 5817 | 8183 | 11448 | 14237 | 12398 | 12875 | 10284 | 11399 | 1228.728 | 1085.084 | 1204.515 | 851.834 | 800.955 | 1126.711 | 1576.15 | 1960.052 | 1706.9 | 1772.659 | 1415.937 | 1569.475 | 114269 | 114269 | 118382 | 118382 | 16299 | 2020 | other | TRUE
63713 | N | . | IIV000 Mt Bethel Fuel Cell | 2016 ESA Project Company, LLC | 62150 | NJ | MAT | RFC |  | 22 | 2 | NAICS-22 Non-Cogen | FC | NG | NG | PJM | A | mcf | 11250 | 9864 | 10010 | 9099 | 7688 | 12777 | 19484 | 17066 | 10793 | 11904 | 10457 | 7595 | 11250 | 9864 | 10010 | 9099 | 7688 | 12777 | 19484 | 17066 | 10793 | 11904 | 10457 | 7595 | 1.036 | 1.036 | 1.036 | 1.036 | 1.036 | 1.036 | 1.036 | 1.036 | 1.036 | 1.036 | 1.036 | 1.036 | 11655 | 10219 | 10370 | 9427 | 7965 | 13237 | 20185 | 17680 | 11182 | 12333 | 10833 | 7868 | 11655 | 10219 | 10370 | 9427 | 7965 | 13237 | 20185 | 17680 | 11182 | 12333 | 10833 | 7868 | 1622.33 | 1422.445 | 1443.495 | 1312.122 | 1108.603 | 1842.457 | 2809.578 | 2460.93 | 1556.348 | 1716.612 | 1507.887 | 1095.193 | 137987 | 137987 | 142954 | 142954 | 19898 | 2020 | other | TRUE
63714 | N | . | GEN005 Antibody Fuel Cell | 2016 ESA Project Company, LLC | 62150 | CA | PACC | WECC |  | 22 | 2 | NAICS-22 Non-Cogen | FC | NG | NG | CISO | A | mcf | 10828 | 9563 | 10615 | 7507 | 7059 | 9930 | 13890 | 17274 | 15043 | 15622 | 12478 | 13832 | 10828 | 9563 | 10615 | 7507 | 7059 | 9930 | 13890 | 17274 | 15043 | 15622 | 12478 | 13832 | 1.036 | 1.036 | 1.036 | 1.036 | 1.036 | 1.036 | 1.036 | 1.036 | 1.036 | 1.036 | 1.036 | 1.036 | 11218 | 9907 | 10997 | 7777 | 7313 | 10287 | 14390 | 17896 | 15585 | 16184 | 12927 | 14330 | 11218 | 9907 | 10997 | 7777 | 7313 | 10287 | 14390 | 17896 | 15585 | 16184 | 12927 | 14330 | 1651.119 | 1458.096 | 1618.584 | 1144.663 | 1076.294 | 1514.033 | 2117.973 | 2633.847 | 2293.67 | 2382.034 | 1902.684 | 2109.003 | 143641 | 143641 | 148811 | 148811 | 21902 | 2020 | other | TRUE
63715 | N | . | SCU000 El Camino Real Fuel Cell | 2016 ESA Project Company, LLC | 62150 | CA | PACC | WECC |  | 22 | 2 | NAICS-22 Non-Cogen | FC | NG | NG | CISO | A | mcf | 6323 | 5584 | 6198 | 4383 | 4122 | 5798 | 8111 | 10086 | 8783 | 9122 | 7286 | 8076 | 6323 | 5584 | 6198 | 4383 | 4122 | 5798 | 8111 | 10086 | 8783 | 9122 | 7286 | 8076 | 1.036 | 1.036 | 1.036 | 1.036 | 1.036 | 1.036 | 1.036 | 1.036 | 1.036 | 1.036 | 1.036 | 1.036 | 6551 | 5785 | 6421 | 4541 | 4270 | 6007 | 8403 | 10449 | 9099 | 9450 | 7548 | 8367 | 6551 | 5785 | 6421 | 4541 | 4270 | 6007 | 8403 | 10449 | 9099 | 9450 | 7548 | 8367 | 954.17 | 842.623 | 935.367 | 661.492 | 621.982 | 874.948 | 1223.96 | 1522.08 | 1325.495 | 1376.559 | 1099.547 | 1218.777 | 83872 | 83872 | 86891 | 86891 | 12657 | 2020 | other | TRUE
63716 | N | . | KSR053 Cantara Fuel Cell | 2016 ESA Project Company, LLC | 62150 | CA | PACC | WECC |  | 22 | 2 | NAICS-22 Non-Cogen | FC | NG | NG | CISO | A | mcf | 6639 | 5863 | 6508 | 4603 | 4328 | 6088 | 8516 | 10591 | 9223 | 9578 | 7651 | 8480 | 6639 | 5863 | 6508 | 4603 | 4328 | 6088 | 8516 | 10591 | 9223 | 9578 | 7651 | 8480 | 1.036 | 1.036 | 1.036 | 1.036 | 1.036 | 1.036 | 1.036 | 1.036 | 1.036 | 1.036 | 1.036 | 1.036 | 6878 | 6074 | 6742 | 4769 | 4484 | 6307 | 8823 | 10972 | 9555 | 9923 | 7926 | 8785 | 6878 | 6074 | 6742 | 4769 | 4484 | 6307 | 8823 | 10972 | 9555 | 9923 | 7926 | 8785 | 925.902 | 817.657 | 907.654 | 641.893 | 603.554 | 849.025 | 1187.697 | 1476.984 | 1286.223 | 1335.775 | 1066.969 | 1182.667 | 88068 | 88068 | 91238 | 91238 | 12282 | 2020 | other | TRUE
63717 | N | . | TLR000 Hansen Fuel Cell | 2016 ESA Project Company, LLC | 62150 | CA | PACC | WECC |  | 22 | 2 | NAICS-22 Non-Cogen | FC | NG | NG | CISO | A | mcf | 12743 | 11254 | 12492 | 8835 | 8307 | 11685 | 16347 | 20328 | 17703 | 18385 | 14685 | 16277 | 12743 | 11254 | 12492 | 8835 | 8307 | 11685 | 16347 | 20328 | 17703 | 18385 | 14685 | 16277 | 1.036 | 1.036 | 1.036 | 1.036 | 1.036 | 1.036 | 1.036 | 1.036 | 1.036 | 1.036 | 1.036 | 1.036 | 13202 | 11659 | 12942 | 9153 | 8606 | 12106 | 16935 | 21060 | 18340 | 19047 | 15214 | 16863 | 13202 | 11659 | 12942 | 9153 | 8606 | 12106 | 16935 | 21060 | 18340 | 19047 | 15214 | 16863 | 1977.846 | 1746.626 | 1938.872 | 1371.171 | 1289.272 | 1813.632 | 2537.08 | 3155.036 | 2747.545 | 2853.394 | 2279.19 | 2526.336 | 169041 | 169041 | 175127 | 175127 | 26236 | 2020 | other | TRUE
63718 | N | . | ISM Solar Cranston CSG | Nautilus Solar Solutions | 61227 | RI | NEW | NPCC |  | 22 | 2 | NAICS-22 Non-Cogen | PV | SUN | SUN | ISNE | A |  | . | . | . | . | . | . | . | . | . | . | . | 0 | . | . | . | . | . | . | . | . | . | . | . | 0 | . | . | . | . | . | . | . | . | . | . | . | 0 | . | . | . | . | . | . | . | . | . | . | . | 44 | . | . | . | . | . | . | . | . | . | . | . | 44 | . | . | . | . | . | . | . | . | . | . | . | 5 | 0 | 0 | 44 | 44 | 5 | 2020 | solar PV | TRUE
63720 | N | . | Augusta Solar | Augusta Solar, LLC | 63419 | SC | SAT | SERC |  | 22 | 2 | NAICS-22 Non-Cogen | PV | SUN | SUN | DUK | A |  | . | . | . | . | . | . | . | . | . | . | . | 0 | . | . | . | . | . | . | . | . | . | . | . | 0 | . | . | . | . | . | . | . | . | . | . | . | 0 | . | . | . | . | . | . | . | . | . | . | . | 719 | . | . | . | . | . | . | . | . | . | . | . | 719 | . | . | . | . | . | . | . | . | . | . | . | 82 | 0 | 0 | 719 | 719 | 82 | 2020 | solar PV | TRUE
63722 | N | . | Rawhide Prairie Solar Hybrid | Greenbacker Renewable Energy Corporation | 60025 | CO | MTN | WECC |  | 22 | 2 | NAICS-22 Non-Cogen | PV | SUN | SUN | PSCO | A |  | 0 | 0 | 0 | 0 | 0 | 0 | 0 | 0 | 0 | 0 | 0 | 0 | 0 | 0 | 0 | 0 | 0 | 0 | 0 | 0 | 0 | 0 | 0 | 0 | 0 | 0 | 0 | 0 | 0 | 0 | 0 | 0 | 0 | 0 | 0 | 0 | 0 | 0 | 0 | 0 | 0 | 0 | 0 | 0 | 0 | 0 | 0 | 0 | 0 | 0 | 0 | 0 | 0 | 0 | 0 | 0 | 0 | 0 | 0 | 0 | 0 | 0 | 0 | 0 | 0 | 0 | 0 | 0 | 0 | 0 | 0 | 0 | 0 | 0 | 0 | 0 | 0 | 2020 | solar PV | TRUE
63732 | N | . | ESA Buies Creek, LLC | Sol Systems | 61677 | NC | SAT | SERC |  | 22 | 2 | NAICS-22 Non-Cogen | PV | SUN | SUN | CPLE | A |  | . | . | . | . | . | . | . | . | . | 0 | 0 | 0 | . | . | . | . | . | . | . | . | . | 0 | 0 | 0 | . | . | . | . | . | . | . | . | . | 0 | 0 | 0 | . | . | . | . | . | . | . | . | . | 2096 | 1753 | 1481 | . | . | . | . | . | . | . | . | . | 2096 | 1753 | 1481 | . | . | . | . | . | . | . | . | . | 239.07 | 199.949 | 168.981 | 0 | 0 | 5330 | 5330 | 608 | 2020 | solar PV | TRUE
63733 | N | . | Eros Solar, LLC | Sol Systems | 61677 | NC | SAT | SERC |  | 22 | 2 | NAICS-22 Non-Cogen | PV | SUN | SUN | CPLE | A |  | . | . | . | . | . | . | . | . | . | 0 | 0 | 0 | . | . | . | . | . | . | . | . | . | 0 | 0 | 0 | . | . | . | . | . | . | . | . | . | 0 | 0 | 0 | . | . | . | . | . | . | . | . | . | 3651 | 3053 | 2580 | . | . | . | . | . | . | . | . | . | 3651 | 3053 | 2580 | . | . | . | . | . | . | . | . | . | 416.406 | 348.266 | 294.328 | 0 | 0 | 9284 | 9284 | 1059 | 2020 | solar PV | TRUE
63734 | N | . | Ventura Solar, LLC | Sol Systems | 61677 | NC | SAT | SERC |  | 22 | 2 | NAICS-22 Non-Cogen | PV | SUN | SUN | DUK | A |  | . | . | . | . | . | . | . | . | . | . | 0 | 0 | . | . | . | . | . | . | . | . | . | . | 0 | 0 | . | . | . | . | . | . | . | . | . | . | 0 | 0 | . | . | . | . | . | . | . | . | . | . | 3131 | 2646 | . | . | . | . | . | . | . | . | . | . | 3131 | 2646 | . | . | . | . | . | . | . | . | . | . | 357.158 | 301.842 | 0 | 0 | 5777 | 5777 | 659 | 2020 | solar PV | TRUE
63741 | N | . | USS Bluff Country Solar CSG | USS Bluff Country Solar | 63433 | MN | WNC | MRO |  | 22 | 2 | NAICS-22 Non-Cogen | PV | SUN | SUN | MISO | A |  | . | . | . | . | . | . | . | . | . | . | . | 0 | . | . | . | . | . | . | . | . | . | . | . | 0 | . | . | . | . | . | . | . | . | . | . | . | 0 | . | . | . | . | . | . | . | . | . | . | . | 386 | . | . | . | . | . | . | . | . | . | . | . | 386 | . | . | . | . | . | . | . | . | . | . | . | 44 | 0 | 0 | 386 | 386 | 44 | 2020 | solar PV | TRUE
63743 | N | . | USS Solar Way LLC CSG | Standard Solar | 60531 | MN | WNC | MRO |  | 22 | 2 | NAICS-22 Non-Cogen | PV | SUN | SUN | MISO | A |  | . | . | . | . | . | . | . | . | . | . | 0 | 0 | . | . | . | . | . | . | . | . | . | . | 0 | 0 | . | . | . | . | . | . | . | . | . | . | 0 | 0 | . | . | . | . | . | . | . | . | . | . | 782 | 489 | . | . | . | . | . | . | . | . | . | . | 782 | 489 | . | . | . | . | . | . | . | . | . | . | 89.171 | 55.829 | 0 | 0 | 1271 | 1271 | 145 | 2020 | solar PV | TRUE
63745 | N | . | Greensville County Solar Project, LLC | Dominion Energy Inc | 5248 | VA | SAT | SERC |  | 22 | 1 | Electric Utility | PV | SUN | SUN | PJM | M |  | . | . | . | . | . | . | . | . | . | . | . | 0 | . | . | . | . | . | . | . | . | . | . | . | 0 | . | . | . | . | . | . | . | . | . | . | . | 0 | . | . | . | . | . | . | . | . | . | . | . | 43274 | . | . | . | . | . | . | . | . | . | . | . | 43274 | . | . | . | . | . | . | . | . | . | . | . | 4936 | 0 | 0 | 43274 | 43274 | 4936 | 2020 | solar PV | TRUE
63746 | N | . | TWE Myrtle Solar Farm, LLC | Dominion Energy Inc | 5248 | VA | SAT | SERC |  | 22 | 1 | Electric Utility | PV | SUN | SUN | PJM | A |  | . | . | . | . | . | 0 | 0 | 0 | 0 | 0 | 0 | 0 | . | . | . | . | . | 0 | 0 | 0 | 0 | 0 | 0 | 0 | . | . | . | . | . | 0 | 0 | 0 | 0 | 0 | 0 | 0 | . | . | . | . | . | 25048 | 27611 | 19404 | 16043 | 15429 | 12293 | 9619 | . | . | . | . | . | 25048 | 27611 | 19404 | 16043 | 15429 | 12293 | 9619 | . | . | . | . | . | 2857.111 | 3149.377 | 2213.264 | 1829.984 | 1759.878 | 1402.233 | 1097.153 | 0 | 0 | 125447 | 125447 | 14309 | 2020 | solar PV | TRUE
63748 | N | . | Mount Hope West | Mount Hope Solar 2 LLC | 63442 | NY | MAT | NPCC |  | 22 | 2 | NAICS-22 Non-Cogen | PV | SUN | SUN | NYIS | A |  | . | . | . | 0 | 0 | 0 | 0 | 0 | 0 | 0 | 0 | 0 | . | . | . | 0 | 0 | 0 | 0 | 0 | 0 | 0 | 0 | 0 | . | . | . | 0 | 0 | 0 | 0 | 0 | 0 | 0 | 0 | 0 | . | . | . | 2199 | 2888 | 2904 | 2762 | 2345 | 2306 | 1637 | 1508 | 1020 | . | . | . | 2199 | 2888 | 2904 | 2762 | 2345 | 2306 | 1637 | 1508 | 1020 | . | . | . | 250.877 | 329.451 | 331.192 | 314.993 | 267.451 | 263.02 | 186.732 | 171.963 | 116.321 | 0 | 0 | 19569 | 19569 | 2232 | 2020 | solar PV | TRUE
63749 | N | . | Mount Hope East | Mount Hope Solar 1 LLC | 63443 | NY | MAT | NPCC |  | 22 | 2 | NAICS-22 Non-Cogen | PV | SUN | SUN | NYIS | A |  | 0 | 0 | 0 | 0 | 0 | 0 | 0 | 0 | 0 | 0 | 0 | 0 | 0 | 0 | 0 | 0 | 0 | 0 | 0 | 0 | 0 | 0 | 0 | 0 | 0 | 0 | 0 | 0 | 0 | 0 | 0 | 0 | 0 | 0 | 0 | 0 | 1655 | 1847 | 2671 | 2678 | 3517 | 3536 | 3363 | 2855 | 2808 | 1993 | 1836 | 1242 | 1655 | 1847 | 2671 | 2678 | 3517 | 3536 | 3363 | 2855 | 2808 | 1993 | 1836 | 1242 | 188.726 | 210.705 | 304.661 | 305.494 | 401.173 | 403.293 | 383.567 | 325.675 | 320.279 | 227.384 | 209.399 | 141.644 | 0 | 0 | 30001 | 30001 | 3422 | 2020 | solar PV | TRUE
63750 | N | . | Bluestone | Bluestone Solar LLC | 63444 | NY | MAT | NPCC |  | 22 | 2 | NAICS-22 Non-Cogen | PV | SUN | SUN | NYIS | A |  | 0 | 0 | 0 | 0 | 0 | 0 | 0 | 0 | 0 | 0 | 0 | 0 | 0 | 0 | 0 | 0 | 0 | 0 | 0 | 0 | 0 | 0 | 0 | 0 | 0 | 0 | 0 | 0 | 0 | 0 | 0 | 0 | 0 | 0 | 0 | 0 | 1247 | 1392 | 2013 | 2018 | 2651 | 2665 | 2534 | 2152 | 2116 | 1502 | 1384 | 936 | 1247 | 1392 | 2013 | 2018 | 2651 | 2665 | 2534 | 2152 | 2116 | 1502 | 1384 | 936 | 142.233 | 158.799 | 229.609 | 230.237 | 302.345 | 303.943 | 289.076 | 245.446 | 241.38 | 171.368 | 157.814 | 106.75 | 0 | 0 | 22610 | 22610 | 2579 | 2020 | solar PV | TRUE
63751 | N | . | Underhill | Underhill Solar LLC | 63445 | NY | MAT | NPCC |  | 22 | 2 | NAICS-22 Non-Cogen | PV | SUN | SUN | NYIS | A |  | 0 | 0 | 0 | 0 | 0 | 0 | 0 | 0 | 0 | 0 | 0 | 0 | 0 | 0 | 0 | 0 | 0 | 0 | 0 | 0 | 0 | 0 | 0 | 0 | 0 | 0 | 0 | 0 | 0 | 0 | 0 | 0 | 0 | 0 | 0 | 0 | 1706 | 1904 | 2754 | 2761 | 3626 | 3645 | 3467 | 2944 | 2895 | 2055 | 1893 | 1280 | 1706 | 1904 | 2754 | 2761 | 3626 | 3645 | 3467 | 2944 | 2895 | 2055 | 1893 | 1280 | 194.573 | 217.232 | 314.098 | 314.957 | 413.6 | 415.786 | 395.448 | 335.763 | 330.2 | 234.427 | 215.885 | 146.031 | 0 | 0 | 30930 | 30930 | 3528 | 2020 | solar PV | TRUE
63752 | N | . | Grabinski | Grabinski Solar LLC | 63446 | NY | MAT | NPCC |  | 22 | 2 | NAICS-22 Non-Cogen | PV | SUN | SUN | NYIS | A |  | 0 | 0 | 0 | 0 | 0 | 0 | 0 | 0 | 0 | 0 | 0 | 0 | 0 | 0 | 0 | 0 | 0 | 0 | 0 | 0 | 0 | 0 | 0 | 0 | 0 | 0 | 0 | 0 | 0 | 0 | 0 | 0 | 0 | 0 | 0 | 0 | 608 | 679 | 981 | 984 | 1292 | 1299 | 1235 | 1049 | 1031 | 732 | 674 | 456 | 608 | 679 | 981 | 984 | 1292 | 1299 | 1235 | 1049 | 1031 | 732 | 674 | 456 | 69.325 | 77.398 | 111.911 | 112.217 | 147.362 | 148.141 | 140.895 | 119.63 | 117.648 | 83.525 | 76.918 | 52.03 | 0 | 0 | 11020 | 11020 | 1257 | 2020 | solar PV | TRUE
63753 | N | . | Platteville Solar CSG, LLC | Greenbacker Renewable Energy Corporation | 60025 | CO | MTN | WECC |  | 22 | 2 | NAICS-22 Non-Cogen | PV | SUN | SUN | PSCO | A |  | 0 | 0 | 0 | 0 | 0 | 0 | 0 | 0 | 0 | 0 | 0 | 0 | 0 | 0 | 0 | 0 | 0 | 0 | 0 | 0 | 0 | 0 | 0 | 0 | 0 | 0 | 0 | 0 | 0 | 0 | 0 | 0 | 0 | 0 | 0 | 0 | 1351 | 1423 | 2181 | 2437 | 2830 | 2744 | 2843 | 2317 | 2259 | 1702 | 1466 | 1108 | 1351 | 1423 | 2181 | 2437 | 2830 | 2744 | 2843 | 2317 | 2259 | 1702 | 1466 | 1108 | 154.13 | 162.362 | 248.728 | 277.979 | 322.791 | 312.942 | 324.337 | 264.342 | 257.621 | 194.111 | 167.27 | 126.387 | 0 | 0 | 24661 | 24661 | 2813 | 2020 | solar PV | TRUE
63754 | N | . | Gulf Power Blue Indigo Energy | Gulf Power Co | 7801 | FL | SAT | SERC |  | 22 | 1 | Electric Utility | PV | SUN | SUN | SOCO | M |  | . | . | . | 0 | 0 | 0 | 0 | 0 | 0 | 0 | 0 | 0 | . | . | . | 0 | 0 | 0 | 0 | 0 | 0 | 0 | 0 | 0 | . | . | . | 0 | 0 | 0 | 0 | 0 | 0 | 0 | 0 | 0 | . | . | . | 149346 | 163075 | 137861 | 153107 | 138387 | 104345 | 117750 | 100733 | 92843 | . | . | . | 149346 | 163075 | 137861 | 153107 | 138387 | 104345 | 117750 | 100733 | 92843 | . | . | . | 17035 | 18601 | 15725 | 17464 | 15785 | 11902 | 13431 | 11490 | 10590 | 0 | 0 | 1157447 | 1157447 | 132023 | 2020 | solar PV | TRUE
63755 | N | . | Milner Butte LFGE | Southern Idaho Solid Waste | 63439 | ID | MTN | WECC |  | 562212 | 4 | Commercial NAICS Non-Cogen | IC | LFG | MLG | IPCO | A | mcf | 31056 | 28427 | 31275 | 29410 | 30319 | 27794 | 29827 | 30204 | 28361 | 28723 | 28156 | 30001 | 31056 | 28427 | 31275 | 29410 | 30319 | 27794 | 29827 | 30204 | 28361 | 28723 | 28156 | 30001 | 0.439 | 0.439 | 0.439 | 0.439 | 0.439 | 0.439 | 0.439 | 0.439 | 0.439 | 0.439 | 0.439 | 0.439 | 13634 | 12479 | 13730 | 12911 | 13310 | 12202 | 13094 | 13260 | 12450 | 12609 | 12360 | 13170 | 13634 | 12479 | 13730 | 12911 | 13310 | 12202 | 13094 | 13260 | 12450 | 12609 | 12360 | 13170 | 1551.547 | 1420.268 | 1562.554 | 1469.359 | 1514.771 | 1388.65 | 1490.213 | 1509.015 | 1416.93 | 1435.05 | 1406.733 | 1498.91 | 353553 | 353553 | 155209 | 155209 | 17664 | 2020 | biomass | FALSE
63756 | N | . | Omtanke Solar | DG South Carolina Solar, LLC | 63450 | SC | SAT | SERC |  | 22 | 2 | NAICS-22 Non-Cogen | PV | SUN | SUN | SC | A |  | . | . | 0 | 0 | 0 | 0 | 0 | 0 | 0 | 0 | 0 | 0 | . | . | 0 | 0 | 0 | 0 | 0 | 0 | 0 | 0 | 0 | 0 | . | . | 0 | 0 | 0 | 0 | 0 | 0 | 0 | 0 | 0 | 0 | . | . | 6760 | 8622 | 9542 | 8362 | 9500 | 7971 | 6748 | 6678 | 5291 | 5001 | . | . | 6760 | 8622 | 9542 | 8362 | 9500 | 7971 | 6748 | 6678 | 5291 | 5001 | . | . | 771.07 | 983.42 | 1088.456 | 953.846 | 1083.6 | 909.205 | 769.728 | 761.738 | 603.489 | 570.448 | 0 | 0 | 74475 | 74475 | 8495 | 2020 | solar PV | TRUE
63758 | N | . | Kroger La Habra | Ralph's Grocery Company | 63452 | CA | PACC | WECC |  | 311 | 6 | Industrial NAICS Non-Cogen | PV | SUN | SUN | CISO | A |  | . | . | . | 0 | 0 | 0 | 0 | 0 | 0 | 0 | 0 | 0 | . | . | . | 0 | 0 | 0 | 0 | 0 | 0 | 0 | 0 | 0 | . | . | . | 0 | 0 | 0 | 0 | 0 | 0 | 0 | 0 | 0 | . | . | . | 2789 | 3650 | 3634 | 4105 | 3401 | 2670 | 2468 | 1951 | 1545 | . | . | . | 2789 | 3650 | 3634 | 4105 | 3401 | 2670 | 2468 | 1951 | 1545 | . | . | . | 318.083 | 416.289 | 414.541 | 468.231 | 387.917 | 304.591 | 281.542 | 222.579 | 176.227 | 0 | 0 | 26213 | 26213 | 2990 | 2020 | solar PV | FALSE
63759 | N | . | Ballenger Road Solar A | Ballenger Road Solar A | 63673 | SC | SAT | WECC |  | 22 | 2 | NAICS-22 Non-Cogen | PV | SUN | SUN | DUK | A |  | . | . | . | . | . | . | . | . | . | . | . | 0 | . | . | . | . | . | . | . | . | . | . | . | 0 | . | . | . | . | . | . | . | . | . | . | . | 0 | . | . | . | . | . | . | . | . | . | . | . | 0 | . | . | . | . | . | . | . | . | . | . | . | 0 | . | . | . | . | . | . | . | . | . | . | . | 0 | 0 | 0 | 0 | 0 | 0 | 2020 | solar PV | TRUE
63760 | N | . | White Horse Solar A | White Horse Solar A | 63674 | SC | SAT | SERC |  | 22 | 2 | NAICS-22 Non-Cogen | PV | SUN | SUN | DUK | A |  | . | . | . | . | . | . | . | . | . | . | 0 | 0 | . | . | . | . | . | . | . | . | . | . | 0 | 0 | . | . | . | . | . | . | . | . | . | . | 0 | 0 | . | . | . | . | . | . | . | . | . | . | 1181 | 1116 | . | . | . | . | . | . | . | . | . | . | 1181 | 1116 | . | . | . | . | . | . | . | . | . | . | 134.687 | 127.313 | 0 | 0 | 2297 | 2297 | 262 | 2020 | solar PV | TRUE
63761 | N | . | Soscol Ferry Solar | Soscol Ferry Solar | 63675 | CA | PACC | WECC |  | 22 | 2 | NAICS-22 Non-Cogen | PV | SUN | SUN | CISO | A |  | . | . | . | . | . | . | . | . | . | . | . | 0 | . | . | . | . | . | . | . | . | . | . | . | 0 | . | . | . | . | . | . | . | . | . | . | . | 0 | . | . | . | . | . | . | . | . | . | . | . | 1341 | . | . | . | . | . | . | . | . | . | . | . | 1341 | . | . | . | . | . | . | . | . | . | . | . | 153 | 0 | 0 | 1341 | 1341 | 153 | 2020 | solar PV | TRUE
63762 | N | . | Silveira Ranch Road Solar | Silveira Ranch Road Solar | 63676 | CA | PACC | WECC |  | 22 | 2 | NAICS-22 Non-Cogen | PV | SUN | SUN | CISO | A |  | 0 | 0 | 0 | 0 | 0 | 0 | 0 | 0 | 0 | 0 | 0 | 0 | 0 | 0 | 0 | 0 | 0 | 0 | 0 | 0 | 0 | 0 | 0 | 0 | 0 | 0 | 0 | 0 | 0 | 0 | 0 | 0 | 0 | 0 | 0 | 0 | 0 | 0 | 0 | 0 | 0 | 0 | 0 | 0 | 0 | 0 | 0 | 0 | 0 | 0 | 0 | 0 | 0 | 0 | 0 | 0 | 0 | 0 | 0 | 0 | 0 | 0 | 0 | 0 | 0 | 0 | 0 | 0 | 0 | 0 | 0 | 0 | 0 | 0 | 0 | 0 | 0 | 2020 | solar PV | TRUE
63768 | N | . | Elk Hill Solar 2 | Lightsource Renewable Energy Asset Management, LLC | 62842 | PA | MAT | RFC |  | 22 | 2 | NAICS-22 Non-Cogen | PV | SUN | SUN | PJM | A |  | . | . | . | . | . | . | . | . | . | . | . | 0 | . | . | . | . | . | . | . | . | . | . | . | 0 | . | . | . | . | . | . | . | . | . | . | . | 0 | . | . | . | . | . | . | . | . | . | . | . | 3901 | . | . | . | . | . | . | . | . | . | . | . | 3901 | . | . | . | . | . | . | . | . | . | . | . | 445 | 0 | 0 | 3901 | 3901 | 445 | 2020 | solar PV | TRUE
63772 | N | . | Adirondack Solar | Cypress Creek Renewables | 61060 | NY | MAT | NPCC |  | 22 | 2 | NAICS-22 Non-Cogen | PV | SUN | SUN | NYIS | A |  | 0 | 0 | 0 | 0 | 0 | 0 | 0 | 0 | 0 | 0 | 0 | 0 | 0 | 0 | 0 | 0 | 0 | 0 | 0 | 0 | 0 | 0 | 0 | 0 | 0 | 0 | 0 | 0 | 0 | 0 | 0 | 0 | 0 | 0 | 0 | 0 | 850 | 949 | 1372 | 1376 | 1807 | 1816 | 1728 | 1467 | 1443 | 1024 | 943 | 638 | 850 | 949 | 1372 | 1376 | 1807 | 1816 | 1728 | 1467 | 1443 | 1024 | 943 | 638 | 96.955 | 108.247 | 156.515 | 156.943 | 206.096 | 207.186 | 197.052 | 167.31 | 164.539 | 116.815 | 107.575 | 72.767 | 0 | 0 | 15413 | 15413 | 1758 | 2020 | solar PV | TRUE
63774 | N | . | Mount Kisco Landfill Solar & Storage CSG | BQ Energy LLC | 59474 | NY | MAT | RFC |  | 22 | 2 | NAICS-22 Non-Cogen | BA | MWH | OTH | NYIS | A | megawatthours | . | . | . | . | . | . | . | . | . | . | . | 0 | . | . | . | . | . | . | . | . | . | . | . | 0 | . | . | . | . | . | . | . | . | . | . | . | 0 | . | . | . | . | . | . | . | . | . | . | . | 0 | . | . | . | . | . | . | . | . | . | . | . | 0 | . | . | . | . | . | . | . | . | . | . | . | 0 | 0 | 0 | 0 | 0 | 0 | 2020 | other | TRUE
63774 | N | . | Mount Kisco Landfill Solar & Storage CSG | BQ Energy LLC | 59474 | NY | MAT | RFC |  | 22 | 2 | NAICS-22 Non-Cogen | PV | SUN | SUN | NYIS | A |  | . | . | . | . | . | . | . | . | . | . | . | 0 | . | . | . | . | . | . | . | . | . | . | . | 0 | . | . | . | . | . | . | . | . | . | . | . | 0 | . | . | . | . | . | . | . | . | . | . | . | 0 | . | . | . | . | . | . | . | . | . | . | . | 0 | . | . | . | . | . | . | . | . | . | . | . | 0 | 0 | 0 | 0 | 0 | 0 | 2020 | solar PV | TRUE
63775 | N | . | Tech Square Microgrid | Georgia Power Co | 7140 | GA | SAT | SERC |  | 22 | 1 | Electric Utility | BA | MWH | OTH | SOCO | A | megawatthours | . | . | . | . | . | . | . | . | . | 0 | 0 | 0 | . | . | . | . | . | . | . | . | . | 0 | 0 | 0 | . | . | . | . | . | . | . | . | . | 0 | 0 | 0 | . | . | . | . | . | . | . | . | . | 0 | 0 | 0 | . | . | . | . | . | . | . | . | . | 0 | 0 | 0 | . | . | . | . | . | . | . | . | . | 0 | 0 | 0 | 0 | 0 | 0 | 0 | 0 | 2020 | other | TRUE
63775 | N | . | Tech Square Microgrid | Georgia Power Co | 7140 | GA | SAT | SERC |  | 22 | 1 | Electric Utility | FC | NG | NG | SOCO | A | mcf | . | . | . | . | . | . | . | . | . | 0 | 0 | 0 | . | . | . | . | . | . | . | . | . | 0 | 0 | 0 | . | . | . | . | . | . | . | . | . | 0 | 0 | 0 | . | . | . | . | . | . | . | . | . | 0 | 0 | 0 | . | . | . | . | . | . | . | . | . | 0 | 0 | 0 | . | . | . | . | . | . | . | . | . | 0 | 0 | 0 | 0 | 0 | 0 | 0 | 0 | 2020 | other | TRUE
63775 | N | . | Tech Square Microgrid | Georgia Power Co | 7140 | GA | SAT | SERC |  | 22 | 1 | Electric Utility | IC | DFO | DFO | SOCO | A | barrels | . | . | . | . | . | . | . | . | . | 0 | 0 | 0 | . | . | . | . | . | . | . | . | . | 0 | 0 | 0 | . | . | . | . | . | . | . | . | . | 0 | 0 | 0 | . | . | . | . | . | . | . | . | . | 0 | 0 | 0 | . | . | . | . | . | . | . | . | . | 0 | 0 | 0 | . | . | . | . | . | . | . | . | . | 0 | 0 | 0 | 0 | 0 | 0 | 0 | 0 | 2020 | petroleum | TRUE
63778 | N | . | Suntex Solar, LLC | Suntex Solar, LLC | 63459 | OR | PACC | WECC |  | 22 | 2 | NAICS-22 Non-Cogen | PV | SUN | SUN | BPAT | A |  | . | . | . | . | . | . | 0 | 0 | 0 | 0 | 0 | 0 | . | . | . | . | . | . | 0 | 0 | 0 | 0 | 0 | 0 | . | . | . | . | . | . | 0 | 0 | 0 | 0 | 0 | 0 | . | . | . | . | . | . | 30195 | 25959 | 19949 | 17481 | 8646 | 7086 | . | . | . | . | . | . | 30195 | 25959 | 19949 | 17481 | 8646 | 7086 | . | . | . | . | . | . | 3444.112 | 2960.956 | 2275.446 | 1994.011 | 986.186 | 808.289 | 0 | 0 | 109316 | 109316 | 12469 | 2020 | solar PV | TRUE
63779 | N | . | Rock Garden Solar, LLC | Rock Garden, LLC | 63460 | OR | PACC | WECC |  | 22 | 2 | NAICS-22 Non-Cogen | PV | SUN | SUN | BPAT | A |  | . | . | . | . | . | 0 | 0 | 0 | 0 | 0 | 0 | 0 | . | . | . | . | . | 0 | 0 | 0 | 0 | 0 | 0 | 0 | . | . | . | . | . | 0 | 0 | 0 | 0 | 0 | 0 | 0 | . | . | . | . | . | 25084 | 27383 | 23541 | 18091 | 15853 | 7841 | 6426 | . | . | . | . | . | 25084 | 27383 | 23541 | 18091 | 15853 | 7841 | 6426 | . | . | . | . | . | 2861.234 | 3123.362 | 2685.203 | 2063.535 | 1808.309 | 894.343 | 733.014 | 0 | 0 | 124219 | 124219 | 14169 | 2020 | solar PV | TRUE
63780 | N | . | NY- CSG- Johnstown 2 | NY- CSG- Johnstown 2 | 63461 | NY | MAT | NPCC |  | 22 | 2 | NAICS-22 Non-Cogen | PV | SUN | SUN | NYIS | A |  | . | . | 0 | 0 | 0 | 0 | 0 | 0 | 0 | 0 | 0 | 0 | . | . | 0 | 0 | 0 | 0 | 0 | 0 | 0 | 0 | 0 | 0 | . | . | 0 | 0 | 0 | 0 | 0 | 0 | 0 | 0 | 0 | 0 | . | . | 2025 | 2031 | 2667 | 2681 | 2550 | 2165 | 2129 | 1512 | 1392 | 942 | . | . | 2025 | 2031 | 2667 | 2681 | 2550 | 2165 | 2129 | 1512 | 1392 | 942 | . | . | 231.023 | 231.655 | 304.208 | 305.815 | 290.857 | 246.958 | 242.866 | 172.424 | 158.786 | 107.408 | 0 | 0 | 20094 | 20094 | 2292 | 2020 | solar PV | TRUE
63781 | N | . | NY- CSG- Livingston 4 | NY- CSG- Livingston 4 | 63462 | NY | MAT | NPCC |  | 22 | 2 | NAICS-22 Non-Cogen | PV | SUN | SUN | NYIS | A |  | . | 0 | 0 | 0 | 0 | 0 | 0 | 0 | 0 | 0 | 0 | 0 | . | 0 | 0 | 0 | 0 | 0 | 0 | 0 | 0 | 0 | 0 | 0 | . | 0 | 0 | 0 | 0 | 0 | 0 | 0 | 0 | 0 | 0 | 0 | . | 1392 | 2012 | 2018 | 2650 | 2664 | 2534 | 2151 | 2116 | 1502 | 1383 | 936 | . | 1392 | 2012 | 2018 | 2650 | 2664 | 2534 | 2151 | 2116 | 1502 | 1383 | 936 | . | 158.749 | 229.537 | 230.164 | 302.25 | 303.847 | 288.985 | 245.369 | 241.304 | 171.314 | 157.764 | 106.717 | 0 | 0 | 21358 | 21358 | 2436 | 2020 | solar PV | TRUE
63786 | N | . | Ben Moreell Solar Farm | Conductive Power | 63466 | NJ | MAT | RFC |  | 22 | 2 | NAICS-22 Non-Cogen | PV | SUN | SUN | PJM | A |  | 0 | 0 | 0 | 0 | 0 | 0 | 0 | 0 | 0 | 0 | 0 | 0 | 0 | 0 | 0 | 0 | 0 | 0 | 0 | 0 | 0 | 0 | 0 | 0 | 0 | 0 | 0 | 0 | 0 | 0 | 0 | 0 | 0 | 0 | 0 | 0 | 16678 | 18738 | 26837 | 27908 | 36524 | 38340 | 36110 | 31201 | 28668 | 20702 | 18996 | 13157 | 16678 | 18738 | 26837 | 27908 | 36524 | 38340 | 36110 | 31201 | 28668 | 20702 | 18996 | 13157 | 1902.383 | 2137.339 | 3061.161 | 3183.27 | 4166.042 | 4373.207 | 4118.882 | 3558.862 | 3270.01 | 2361.346 | 2166.813 | 1500.685 | 0 | 0 | 313859 | 313859 | 35800 | 2020 | solar PV | TRUE
63790 | N | . | Illinois PV Fulton 1 CSG | Illinois PV Fulton 1, LLC | 63470 | IL | ENC | SERC |  | 22 | 2 | NAICS-22 Non-Cogen | PV | SUN | SUN | MISO | A |  | . | . | . | . | . | 0 | 0 | 0 | 0 | 0 | 0 | 0 | . | . | . | . | . | 0 | 0 | 0 | 0 | 0 | 0 | 0 | . | . | . | . | . | 0 | 0 | 0 | 0 | 0 | 0 | 0 | . | . | . | . | . | 1486 | 1539 | 1538 | 1117 | 889 | 763 | 531 | . | . | . | . | . | 1486 | 1539 | 1538 | 1117 | 889 | 763 | 531 | . | . | . | . | . | 169.553 | 175.566 | 175.437 | 127.383 | 101.377 | 87.063 | 60.621 | 0 | 0 | 7863 | 7863 | 897 | 2020 | solar PV | TRUE
63791 | N | . | Sobania Community Solar LLC | Madison Energy Holdings LLC | 62915 | MN | WNC | MRO |  | 22 | 2 | NAICS-22 Non-Cogen | PV | SUN | SUN | MISO | A |  | . | . | . | . | . | . | . | . | 0 | 0 | 0 | 0 | . | . | . | . | . | . | . | . | 0 | 0 | 0 | 0 | . | . | . | . | . | . | . | . | 0 | 0 | 0 | 0 | . | . | . | . | . | . | . | . | 1279 | 957 | 733 | 459 | . | . | . | . | . | . | . | . | 1279 | 957 | 733 | 459 | . | . | . | . | . | . | . | . | 145.914 | 109.197 | 83.568 | 52.321 | 0 | 0 | 3428 | 3428 | 391 | 2020 | solar PV | TRUE
63794 | N | . | Stevens Community Solar LLC | Madison Energy Holdings LLC | 62915 | MN | WNC | MRO |  | 22 | 2 | NAICS-22 Non-Cogen | PV | SUN | SUN | MISO | A |  | . | . | . | . | . | . | . | . | . | 0 | 0 | 0 | . | . | . | . | . | . | . | . | . | 0 | 0 | 0 | . | . | . | . | . | . | . | . | . | 0 | 0 | 0 | . | . | . | . | . | . | . | . | . | 801 | 613 | 384 | . | . | . | . | . | . | . | . | . | 801 | 613 | 384 | . | . | . | . | . | . | . | . | . | 91.337 | 69.9 | 43.763 | 0 | 0 | 1798 | 1798 | 205 | 2020 | solar PV | TRUE
63795 | N | . | Alkali Solar, LLC | Alkali Solar, LLC | 63468 | OR | PACC | WECC |  | 22 | 2 | NAICS-22 Non-Cogen | PV | SUN | SUN | BPAT | A |  | . | . | . | . | . | 0 | 0 | 0 | 0 | 0 | 0 | 0 | . | . | . | . | . | 0 | 0 | 0 | 0 | 0 | 0 | 0 | . | . | . | . | . | 0 | 0 | 0 | 0 | 0 | 0 | 0 | . | . | . | . | . | 27628 | 30160 | 25929 | 19926 | 17461 | 8636 | 7078 | . | . | . | . | . | 27628 | 30160 | 25929 | 19926 | 17461 | 8636 | 7078 | . | . | . | . | . | 3151.415 | 3440.129 | 2957.533 | 2272.816 | 1991.706 | 985.046 | 807.355 | 0 | 0 | 136818 | 136818 | 15606 | 2020 | solar PV | TRUE
63796 | N | . | West Hines Solar I, LLC | West Hines Solar I, LLC | 63469 | OR | PACC | WECC |  | 22 | 2 | NAICS-22 Non-Cogen | PV | SUN | SUN | BPAT | A |  | . | . | . | . | . | 0 | 0 | 0 | 0 | 0 | 0 | 0 | . | . | . | . | . | 0 | 0 | 0 | 0 | 0 | 0 | 0 | . | . | . | . | . | 0 | 0 | 0 | 0 | 0 | 0 | 0 | . | . | . | . | . | 26481 | 28907 | 24852 | 19098 | 16736 | 8277 | 6784 | . | . | . | . | . | 26481 | 28907 | 24852 | 19098 | 16736 | 8277 | 6784 | . | . | . | . | . | 3020.561 | 3297.286 | 2834.728 | 2178.443 | 1909.005 | 944.145 | 773.832 | 0 | 0 | 131135 | 131135 | 14958 | 2020 | solar PV | TRUE
63800 | N | . | NY - CSG - Ellsworth II | Forefront Power, LLC | 62856 | NY | MAT | NPCC |  | 22 | 2 | NAICS-22 Non-Cogen | PV | SUN | SUN | NYIS | A |  | 0 | 0 | 0 | 0 | 0 | 0 | 0 | 0 | 0 | 0 | 0 | 0 | 0 | 0 | 0 | 0 | 0 | 0 | 0 | 0 | 0 | 0 | 0 | 0 | 0 | 0 | 0 | 0 | 0 | 0 | 0 | 0 | 0 | 0 | 0 | 0 | 1685 | 1881 | 2719 | 2727 | 3581 | 3600 | 3424 | 2907 | 2859 | 2030 | 1869 | 1264 | 1685 | 1881 | 2719 | 2727 | 3581 | 3600 | 3424 | 2907 | 2859 | 2030 | 1869 | 1264 | 192.147 | 214.523 | 310.181 | 311.029 | 408.441 | 410.6 | 390.516 | 331.575 | 326.082 | 231.503 | 213.193 | 144.21 | 0 | 0 | 30546 | 30546 | 3484 | 2020 | solar PV | TRUE
63803 | N | . | Bronco Plains Wind, LLC | Bronco Plains Wind, LLC | 63487 | CO | MTN | WECC |  | 22 | 2 | NAICS-22 Non-Cogen | WT | WND | WND | PSCO | M |  | . | . | . | 0 | 0 | 0 | 0 | 0 | 0 | 0 | 0 | 0 | . | . | . | 0 | 0 | 0 | 0 | 0 | 0 | 0 | 0 | 0 | . | . | . | 0 | 0 | 0 | 0 | 0 | 0 | 0 | 0 | 0 | . | . | . | 190612 | 705998 | 669211 | 752174 | 761133 | 612857 | 435799 | 840282 | 803434 | . | . | . | 190612 | 705998 | 669211 | 752174 | 761133 | 612857 | 435799 | 840282 | 803434 | . | . | . | 21742 | 80529 | 76333 | 85796 | 86818 | 69905 | 49709 | 95846 | 91643 | 0 | 0 | 5771500 | 5771500 | 658321 | 2020 | onshore wind | TRUE
63804 | N | . | Partridgeville Hybrid CSG | Partridgeville Road Solar 1, LLC | 63491 | MA | NEW | NPCC |  | 22 | 2 | NAICS-22 Non-Cogen | BA | MWH | OTH | ISNE | A | megawatthours | 33 | 28 | 31 | 30 | 31 | 23 | 30 | 31 | 31 | 32 | 31 | 31 | 33 | 28 | 31 | 30 | 31 | 23 | 30 | 31 | 31 | 32 | 31 | 31 | 0 | 0 | 0 | 0 | 0 | 0 | 0 | 0 | 0 | 0 | 0 | 0 | 0 | 0 | 0 | 0 | 0 | 0 | 0 | 0 | 0 | 0 | 0 | 0 | 0 | 0 | 0 | 0 | 0 | 0 | 0 | 0 | 0 | 0 | 0 | 0 | -9.382 | -7.985 | -8.86 | -8.675 | -8.942 | -6.569 | -8.585 | -9 | -8.89 | -9.16 | -8.948 | -9.004 | 362 | 362 | 0 | 0 | -104 | 2020 | other | TRUE
63804 | N | . | Partridgeville Hybrid CSG | Partridgeville Road Solar 1, LLC | 63491 | MA | NEW | NPCC |  | 22 | 2 | NAICS-22 Non-Cogen | PV | SUN | SUN | ISNE | A |  | 0 | 0 | 0 | 0 | 0 | 0 | 0 | 0 | 0 | 0 | 0 | 0 | 0 | 0 | 0 | 0 | 0 | 0 | 0 | 0 | 0 | 0 | 0 | 0 | 0 | 0 | 0 | 0 | 0 | 0 | 0 | 0 | 0 | 0 | 0 | 0 | 1757 | 2301 | 3501 | 3357 | 4732 | 4471 | 4403 | 4162 | 3614 | 2627 | 1879 | 1430 | 1757 | 2301 | 3501 | 3357 | 4732 | 4471 | 4403 | 4162 | 3614 | 2627 | 1879 | 1430 | 200.357 | 262.436 | 399.319 | 382.868 | 539.771 | 509.973 | 502.213 | 474.744 | 412.2 | 299.683 | 214.325 | 163.111 | 0 | 0 | 38234 | 38234 | 4361 | 2020 | solar PV | TRUE
63810 | N | . | Centerfield Cooper Solar, LLC | Centerfield Cooper Solar, LLC | 63495 | SC | SAT | SERC |  | 22 | 2 | NAICS-22 Non-Cogen | PV | SUN | SUN | SC | M |  | . | . | . | . | . | . | . | . | . | . | . | 0 | . | . | . | . | . | . | . | . | . | . | . | 0 | . | . | . | . | . | . | . | . | . | . | . | 0 | . | . | . | . | . | . | . | . | . | . | . | 9845 | . | . | . | . | . | . | . | . | . | . | . | 9845 | . | . | . | . | . | . | . | . | . | . | . | 1123 | 0 | 0 | 9845 | 9845 | 1123 | 2020 | solar PV | TRUE
63814 | N | . | SR Odom | Odom Solar, LLC | 63473 | GA | SAT | SERC |  | 22 | 2 | NAICS-22 Non-Cogen | PV | SUN | SUN | SOCO | A |  | . | . | . | . | . | . | . | . | . | . | 0 | 0 | . | . | . | . | . | . | . | . | . | . | 0 | 0 | . | . | . | . | . | . | . | . | . | . | 0 | 0 | . | . | . | . | . | . | . | . | . | . | 22558 | 21707 | . | . | . | . | . | . | . | . | . | . | 22558 | 21707 | . | . | . | . | . | . | . | . | . | . | 2573.03 | 2475.97 | 0 | 0 | 44265 | 44265 | 5049 | 2020 | solar PV | TRUE
63817 | N | . | Hinterland CSG, LLC | Madison Energy Holdings LLC | 62915 | MN | WNC | MRO |  | 22 | 2 | NAICS-22 Non-Cogen | PV | SUN | SUN | MISO | A |  | . | . | . | . | . | . | . | . | . | . | 0 | 0 | . | . | . | . | . | . | . | . | . | . | 0 | 0 | . | . | . | . | . | . | . | . | . | . | 0 | 0 | . | . | . | . | . | . | . | . | . | . | 604 | 378 | . | . | . | . | . | . | . | . | . | . | 604 | 378 | . | . | . | . | . | . | . | . | . | . | 68.877 | 43.123 | 0 | 0 | 982 | 982 | 112 | 2020 | solar PV | TRUE
63819 | N | . | Betcher CSG 1, LLC | Madison Energy Holdings LLC | 62915 | MN | WNC | MRO |  | 22 | 2 | NAICS-22 Non-Cogen | PV | SUN | SUN | MISO | A |  | . | . | . | . | . | . | . | . | . | . | 0 | 0 | . | . | . | . | . | . | . | . | . | . | 0 | 0 | . | . | . | . | . | . | . | . | . | . | 0 | 0 | . | . | . | . | . | . | . | . | . | . | 674 | 422 | . | . | . | . | . | . | . | . | . | . | 674 | 422 | . | . | . | . | . | . | . | . | . | . | 76.872 | 48.128 | 0 | 0 | 1096 | 1096 | 125 | 2020 | solar PV | TRUE
63820 | N | . | Huneke CSG 1, LLC | Madison Energy Holdings LLC | 62915 | MN | WNC | MRO |  | 22 | 2 | NAICS-22 Non-Cogen | PV | SUN | SUN | MISO | A |  | . | . | . | . | . | . | . | . | . | 0 | 0 | 0 | . | . | . | . | . | . | . | . | . | 0 | 0 | 0 | . | . | . | . | . | . | . | . | . | 0 | 0 | 0 | . | . | . | . | . | . | . | . | . | 707 | 541 | 339 | . | . | . | . | . | . | . | . | . | 707 | 541 | 339 | . | . | . | . | . | . | . | . | . | 80.644 | 61.716 | 38.64 | 0 | 0 | 1587 | 1587 | 181 | 2020 | solar PV | TRUE
63821 | N | . | Huneke CSG 2, LLC | Madison Energy Holdings LLC | 62915 | MN | WNC | MRO |  | 22 | 2 | NAICS-22 Non-Cogen | PV | SUN | SUN | MISO | A |  | . | . | . | . | . | . | . | . | . | . | 0 | 0 | . | . | . | . | . | . | . | . | . | . | 0 | 0 | . | . | . | . | . | . | . | . | . | . | 0 | 0 | . | . | . | . | . | . | . | . | . | . | 782 | 489 | . | . | . | . | . | . | . | . | . | . | 782 | 489 | . | . | . | . | . | . | . | . | . | . | 89.171 | 55.829 | 0 | 0 | 1271 | 1271 | 145 | 2020 | solar PV | TRUE
63825 | N | . | Lineage Logistics Solar | DG Illinois Solar, LLC | 63505 | IL | ENC | RFC |  | 22 | 2 | NAICS-22 Non-Cogen | PV | SUN | SUN | PJM | A |  | 0 | 0 | 0 | 0 | 0 | 0 | 0 | 0 | 0 | 0 | 0 | 0 | 0 | 0 | 0 | 0 | 0 | 0 | 0 | 0 | 0 | 0 | 0 | 0 | 0 | 0 | 0 | 0 | 0 | 0 | 0 | 0 | 0 | 0 | 0 | 0 | 794 | 1257 | 1422 | 2080 | 2306 | 2757 | 2855 | 2853 | 2071 | 1648 | 1416 | 986 | 794 | 1257 | 1422 | 2080 | 2306 | 2757 | 2855 | 2853 | 2071 | 1648 | 1416 | 986 | 90.556 | 143.366 | 162.145 | 237.259 | 262.997 | 314.471 | 325.624 | 325.386 | 236.259 | 188.025 | 161.478 | 112.434 | 0 | 0 | 22445 | 22445 | 2560 | 2020 | solar PV | TRUE
63826 | Y | . | POET Biorefining - Jewell | POET Biorefining - Jewell | 63506 | IA | WNC | MRO |  | 325193 | 7 | Industrial NAICS Cogen | ST | NG | NG | MISO | A | mcf | 103699 | 123187 | 51719 | 64589 | 96044 | 107012 | 175275 | 98751 | 76850 | 79903 | 64766 | 111019 | 20608 | 24481 | 10278 | 12836 | 19087 | 21266 | 34832 | 19625 | 15272 | 15879 | 12871 | 22063 | 1.04 | 1.04 | 1.04 | 1.04 | 1.04 | 1.04 | 1.04 | 1.04 | 1.04 | 1.04 | 1.04 | 1.04 | 107847 | 128114 | 53788 | 67173 | 99886 | 111292 | 182286 | 102701 | 79924 | 83099 | 67357 | 115460 | 21432 | 25460 | 10689 | 13349 | 19850 | 22117 | 36225 | 20410 | 15883 | 16514 | 13386 | 22945 | 1827.883 | 2171.401 | 911.643 | 1138.509 | 1692.956 | 1886.297 | 3089.548 | 1740.674 | 1354.624 | 1408.45 | 1141.625 | 1956.92 | 1152814 | 229098 | 1198927 | 238260 | 20320.53 | 2020 | natural gas nonpeaker - preexisting retiring | FALSE
63829 | Y | . | POET Biorefining - Marion, LLC | POET Biorefining - Marion, LLC | 63510 | OH | ENC | RFC |  | 325193 | 7 | Industrial NAICS Cogen | ST | NG | NG | PJM | A | mcf | 138129 | 127764 | 131617 | 113247 | 107109 | 113009 | 137706 | 133657 | 117840 | 86514 | 111597 | 134398 | 17081 | 15799 | 16275 | 14004 | 13245 | 13974 | 17028 | 16528 | 14572 | 10698 | 13800 | 16619 | 1.04 | 1.04 | 1.04 | 1.04 | 1.04 | 1.04 | 1.04 | 1.04 | 1.04 | 1.04 | 1.04 | 1.04 | 143654 | 132875 | 136882 | 117777 | 111393 | 117529 | 143214 | 139003 | 122554 | 89975 | 116061 | 139774 | 17764 | 16431 | 16926 | 14564 | 13775 | 14533 | 17709 | 17189 | 15155 | 11126 | 14352 | 17284 | 1561.872 | 1444.679 | 1488.243 | 1280.531 | 1211.13 | 1277.842 | 1557.102 | 1511.313 | 1332.46 | 978.255 | 1261.876 | 1519.697 | 1452587 | 179623 | 1510691 | 186808 | 16425 | 2020 | natural gas nonpeaker - preexisting retiring | FALSE
63831 | Y | . | POET Biorefining Caro, LLC | POET Biorefining Caro, LLC | 63509 | MI | ENC | RFC |  | 325193 | 7 | Industrial NAICS Cogen | ST | NG | NG | MISO | A | mcf | 96200 | 84675 | 80573 | 71681 | 72632 | 79204 | 106572 | 85126 | 73777 | 80701 | 61710 | 76815 | 17672 | 15555 | 14801 | 13167 | 13342 | 14549 | 19577 | 15638 | 13553 | 14824 | 11336 | 14111 | 1.04 | 1.04 | 1.04 | 1.04 | 1.04 | 1.04 | 1.04 | 1.04 | 1.04 | 1.04 | 1.04 | 1.04 | 100048 | 88062 | 83796 | 74548 | 75537 | 82372 | 110835 | 88531 | 76728 | 83929 | 64178 | 79888 | 18379 | 16177 | 15393 | 13694 | 13876 | 15131 | 20360 | 16263 | 14095 | 15417 | 11789 | 14675 | 1567.468 | 1379.662 | 1312.821 | 1167.937 | 1183.434 | 1290.52 | 1736.437 | 1387.01 | 1202.086 | 1314.908 | 1005.486 | 1251.591 | 969666 | 178125 | 1008452 | 185249 | 15799.36 | 2020 | natural gas nonpeaker - preexisting retiring | FALSE
63832 | Y | . | POET Biorefining-Hanlontown, LLC | POET Biorefining-Hanlontown, LLC | 63508 | IA | WNC | MRO |  | 325193 | 7 | Industrial NAICS Cogen | ST | NG | NG | MISO | A | mcf | 99233 | 117881 | 49491 | 61807 | 91907 | 102403 | 167725 | 94498 | 73540 | 76462 | 61976 | 106237 | 16284 | 19343 | 8121 | 10142 | 15082 | 16804 | 27523 | 15507 | 12067 | 12547 | 10170 | 17433 | 1.04 | 1.04 | 1.04 | 1.04 | 1.04 | 1.04 | 1.04 | 1.04 | 1.04 | 1.04 | 1.04 | 1.04 | 103202 | 122596 | 51471 | 64279 | 95583 | 106499 | 174434 | 98278 | 76482 | 79520 | 64455 | 110486 | 16935 | 20117 | 8446 | 10548 | 15685 | 17476 | 28624 | 16127 | 12550 | 13049 | 10577 | 18130 | 1444.314 | 1715.748 | 720.341 | 899.601 | 1337.701 | 1490.471 | 2441.228 | 1375.406 | 1070.366 | 1112.897 | 902.063 | 1546.274 | 1103160 | 181023 | 1147285 | 188264 | 16056.41 | 2020 | natural gas nonpeaker - preexisting retiring | FALSE
63833 | N | . | Bluebird Solar SC LLC | Bluebird Solar LLC | 63507 | SC | SAT | SERC |  | 22 | 2 | NAICS-22 Non-Cogen | PV | SUN | SUN | DUK | A |  | . | . | . | . | . | . | . | . | 0 | 0 | 0 | 0 | . | . | . | . | . | . | . | . | 0 | 0 | 0 | 0 | . | . | . | . | . | . | . | . | 0 | 0 | 0 | 0 | . | . | . | . | . | . | . | . | 3891 | 3851 | 3051 | 2884 | . | . | . | . | . | . | . | . | 3891 | 3851 | 3051 | 2884 | . | . | . | . | . | . | . | . | 443.844 | 439.236 | 347.986 | 328.934 | 0 | 0 | 13677 | 13677 | 1560 | 2020 | solar PV | TRUE
63834 | N | . | Gateway Energy Storage System | Gateway Energy Storage, LLC | 63512 | CA | PACC | WECC |  | 22 | 2 | NAICS-22 Non-Cogen | BA | MWH | OTH | CISO | M | megawatthours | . | . | . | . | . | . | 1523 | 4118 | 6472 | 3883 | 3375 | 1699 | . | . | . | . | . | . | 1523 | 4118 | 6472 | 3883 | 3375 | 1699 | . | . | . | . | . | . | 0 | 0 | 0 | 0 | 0 | 0 | . | . | . | . | . | . | 0 | 0 | 0 | 0 | 0 | 0 | . | . | . | . | . | . | 0 | 0 | 0 | 0 | 0 | 0 | . | . | . | . | . | . | -78 | -1120 | -1317 | 1198 | -901 | -944 | 21070 | 21070 | 0 | 0 | -3162 | 2020 | other | TRUE
63835 | N | . | Pilot Mountain Solar, LLC | NES Olympos | 63471 | NC | SAT | SERC |  | 22 | 2 | NAICS-22 Non-Cogen | PV | SUN | SUN | DUK | A |  | . | . | . | . | . | . | . | . | 0 | 0 | 0 | 0 | . | . | . | . | . | . | . | . | 0 | 0 | 0 | 0 | . | . | . | . | . | . | . | . | 0 | 0 | 0 | 0 | . | . | . | . | . | . | . | . | 5510 | 5586 | 4672 | 3949 | . | . | . | . | . | . | . | . | 5510 | 5586 | 4672 | 3949 | . | . | . | . | . | . | . | . | 628.501 | 637.191 | 532.923 | 450.385 | 0 | 0 | 19717 | 19717 | 2249 | 2020 | solar PV | TRUE
63836 | N | . | Benson Solar, LLC | NES Olympos | 63471 | NC | SAT | SERC |  | 22 | 2 | NAICS-22 Non-Cogen | PV | SUN | SUN | CPLE | A |  | . | . | . | . | . | . | . | 0 | 0 | 0 | 0 | 0 | . | . | . | . | . | . | . | 0 | 0 | 0 | 0 | 0 | . | . | . | . | . | . | . | 0 | 0 | 0 | 0 | 0 | . | . | . | . | . | . | . | 5877 | 4977 | 5046 | 4221 | 3567 | . | . | . | . | . | . | . | 5877 | 4977 | 5046 | 4221 | 3567 | . | . | . | . | . | . | . | 670.377 | 567.754 | 575.603 | 481.413 | 406.853 | 0 | 0 | 23688 | 23688 | 2702 | 2020 | solar PV | TRUE
63837 | N | . | Lane II Solar, LLC | NES Olympos | 63471 | NC | SAT | SERC |  | 22 | 2 | NAICS-22 Non-Cogen | PV | SUN | SUN | CPLE | A |  | . | . | . | . | . | . | 0 | 0 | 0 | 0 | 0 | 0 | . | . | . | . | . | . | 0 | 0 | 0 | 0 | 0 | 0 | . | . | . | . | . | . | 0 | 0 | 0 | 0 | 0 | 0 | . | . | . | . | . | . | 7384 | 5929 | 5021 | 5091 | 4258 | 3598 | . | . | . | . | . | . | 7384 | 5929 | 5021 | 5091 | 4258 | 3598 | . | . | . | . | . | . | 842.229 | 676.274 | 572.749 | 580.667 | 485.649 | 410.432 | 0 | 0 | 31281 | 31281 | 3568 | 2020 | solar PV | TRUE
63839 | N | . | Midlands | Cypress Creek Renewables | 61060 | SC | SAT | SERC |  | 22 | 2 | NAICS-22 Non-Cogen | PV | SUN | SUN | SCEG | M |  | . | . | . | . | . | . | 0 | 0 | 0 | 0 | 0 | 0 | . | . | . | . | . | . | 0 | 0 | 0 | 0 | 0 | 0 | . | . | . | . | . | . | 0 | 0 | 0 | 0 | 0 | 0 | . | . | . | . | . | . | 68847 | 126955 | 111297 | 107194 | 82252 | 74020 | . | . | . | . | . | . | 68847 | 126955 | 111297 | 107194 | 82252 | 74020 | . | . | . | . | . | . | 7853 | 14481 | 12695 | 12227 | 9382 | 8443 | 0 | 0 | 570565 | 570565 | 65081 | 2020 | solar PV | TRUE
63844 | N | . | Fort Calhoun Community Solar | DG Southwest Solar Portfolio 2019, LLC | 63521 | NE | WNC | MRO |  | 22 | 2 | NAICS-22 Non-Cogen | PV | SUN | SUN | SWPP | A |  | 0 | 0 | 0 | 0 | 0 | 0 | 0 | 0 | 0 | 0 | 0 | 0 | 0 | 0 | 0 | 0 | 0 | 0 | 0 | 0 | 0 | 0 | 0 | 0 | 0 | 0 | 0 | 0 | 0 | 0 | 0 | 0 | 0 | 0 | 0 | 0 | 2615 | 5504 | 6633 | 8692 | 8909 | 9855 | 9514 | 9447 | 6803 | 5105 | 4016 | 2697 | 2615 | 5504 | 6633 | 8692 | 8909 | 9855 | 9514 | 9447 | 6803 | 5105 | 4016 | 2697 | 298.231 | 627.778 | 756.541 | 991.435 | 1016.202 | 1124.118 | 1085.219 | 1077.519 | 775.978 | 582.353 | 458.028 | 307.598 | 0 | 0 | 79790 | 79790 | 9101 | 2020 | solar PV | TRUE
63852 | Y | . | POET Biorefining - North Manchester, LLC | POET Biorefining - North Manchester, LLC | 63530 | IN | ENC | RFC |  | 325193 | 7 | Industrial NAICS Cogen | ST | NG | NG | MISO | A | mcf | 115407 | 104204 | 97742 | 95398 | 98733 | 113560 | 121811 | 107964 | 89596 | 90598 | 74546 | 105169 | 20795 | 18777 | 17613 | 17189 | 17790 | 20463 | 21949 | 19454 | 16144 | 16325 | 13433 | 18950 | 1.04 | 1.04 | 1.04 | 1.04 | 1.04 | 1.04 | 1.04 | 1.04 | 1.04 | 1.04 | 1.04 | 1.04 | 120023 | 108372 | 101652 | 99214 | 102682 | 118102 | 126683 | 112283 | 93180 | 94222 | 77528 | 109376 | 21627 | 19528 | 18317 | 17877 | 18502 | 21281 | 22827 | 20232 | 16790 | 16978 | 13970 | 19708 | 1844.513 | 1665.457 | 1562.168 | 1524.713 | 1578.013 | 1814.994 | 1946.867 | 1725.542 | 1431.975 | 1447.992 | 1191.437 | 1680.879 | 1214728 | 218882 | 1263317 | 227637 | 19414.55 | 2020 | natural gas nonpeaker - preexisting retiring | FALSE
63853 | Y | . | POET Biorefining - Chancellor | POET Biorefining- Chancellor | 63531 | SD | WNC | MRO |  | 325193 | 7 | Industrial NAICS Cogen | ST | LFG | MLG | MISO | A | mcf | 5656 | 5800 | 6184 | 6445 | 6627 | 6431 | 6781 | 7172 | 6048 | 6294 | 6108 | 5832 | 1000 | 1026 | 1093 | 1139 | 1172 | 1138 | 1199 | 1268 | 1069 | 1113 | 1080 | 1032 | 1.04 | 1.04 | 1.04 | 1.04 | 1.04 | 1.04 | 1.04 | 1.04 | 1.04 | 1.04 | 1.04 | 1.04 | 5882 | 6032 | 6431 | 6703 | 6892 | 6688 | 7052 | 7459 | 6290 | 6546 | 6352 | 6065 | 1040 | 1067 | 1137 | 1185 | 1219 | 1183 | 1247 | 1319 | 1112 | 1158 | 1123 | 1073 | 91.463 | 93.787 | 100 | 104.221 | 107.164 | 103.998 | 109.649 | 115.972 | 97.791 | 101.784 | 98.762 | 94.302 | 75378 | 13329 | 78392 | 13863 | 1218.893 | 2020 | biomass | FALSE
63853 | Y | . | POET Biorefining - Chancellor | POET Biorefining- Chancellor | 63531 | SD | WNC | MRO |  | 325193 | 7 | Industrial NAICS Cogen | ST | NG | NG | MISO | A | mcf | 13071 | 11027 | 9476 | 8147 | 7529 | 11622 | 16950 | 11876 | 8022 | 8915 | 6908 | 10637 | 2311 | 1949 | 1675 | 1441 | 1331 | 2056 | 2997 | 2100 | 1419 | 1576 | 1222 | 1881 | 0.97 | 0.97 | 0.97 | 0.97 | 0.97 | 0.97 | 0.97 | 0.97 | 0.97 | 0.97 | 0.97 | 0.97 | 12679 | 10696 | 9192 | 7903 | 7303 | 11273 | 16442 | 11520 | 7781 | 8648 | 6701 | 10318 | 2242 | 1891 | 1625 | 1398 | 1291 | 1994 | 2907 | 2037 | 1376 | 1529 | 1185 | 1825 | 197.139 | 166.308 | 142.913 | 122.881 | 113.549 | 175.286 | 255.639 | 179.107 | 120.987 | 134.459 | 104.189 | 160.427 | 124180 | 21958 | 120456 | 21300 | 1872.884 | 2020 | natural gas nonpeaker - preexisting retiring | FALSE
63853 | Y | . | POET Biorefining - Chancellor | POET Biorefining- Chancellor | 63531 | SD | WNC | MRO |  | 325193 | 7 | Industrial NAICS Cogen | ST | WDS | WWW | MISO | A | short tons | 5958 | 5576 | 5843 | 5408 | 5743 | 5486 | 5728 | 5808 | 5521 | 5376 | 5538 | 5906 | 1054 | 986 | 1033 | 956 | 1016 | 970 | 1013 | 1027 | 976 | 951 | 979 | 1044 | 9.86 | 9.86 | 9.86 | 9.86 | 9.86 | 9.86 | 9.86 | 9.86 | 9.86 | 9.86 | 9.86 | 9.86 | 58746 | 54979 | 57612 | 53323 | 56626 | 54092 | 56478 | 57267 | 54437 | 53007 | 54605 | 58233 | 10390 | 9722 | 10188 | 9429 | 10013 | 9565 | 9988 | 10127 | 9627 | 9373 | 9656 | 10298 | 913.523 | 854.808 | 895.76 | 829.074 | 880.39 | 841.008 | 878.218 | 890.409 | 846.415 | 824.132 | 849.045 | 905.441 | 67891 | 12005 | 669405 | 118376 | 10408.223 | 2020 | biomass | FALSE
63854 | N | . | Medusa NY 1 | Medusa NY 1, LLC | 63529 | NY | MAT | NPCC |  | 22 | 2 | NAICS-22 Non-Cogen | PV | SUN | SUN | NYIS | A |  | . | . | . | . | . | 0 | 0 | 0 | 0 | 0 | 0 | 0 | . | . | . | . | . | 0 | 0 | 0 | 0 | 0 | 0 | 0 | . | . | . | . | . | 0 | 0 | 0 | 0 | 0 | 0 | 0 | . | . | . | . | . | 2556 | 2431 | 2064 | 2030 | 1441 | 1327 | 898 | . | . | . | . | . | 2556 | 2431 | 2064 | 2030 | 1441 | 1327 | 898 | . | . | . | . | . | 291.555 | 277.295 | 235.442 | 231.542 | 164.384 | 151.382 | 102.4 | 0 | 0 | 12747 | 12747 | 1454 | 2020 | solar PV | TRUE
63855 | N | . | Walden NY 1 | Walden NY 1, LLC | 63532 | NY | MAT | NPCC |  | 22 | 2 | NAICS-22 Non-Cogen | PV | SUN | SUN | NYIS | A |  | . | . | . | . | . | 0 | 0 | 0 | 0 | 0 | 0 | 0 | . | . | . | . | . | 0 | 0 | 0 | 0 | 0 | 0 | 0 | . | . | . | . | . | 0 | 0 | 0 | 0 | 0 | 0 | 0 | . | . | . | . | . | 2057 | 1956 | 1661 | 1633 | 1160 | 1068 | 722 | . | . | . | . | . | 2057 | 1956 | 1661 | 1633 | 1160 | 1068 | 722 | . | . | . | . | . | 234.608 | 223.132 | 189.455 | 186.316 | 132.276 | 121.814 | 82.399 | 0 | 0 | 10257 | 10257 | 1170 | 2020 | solar PV | TRUE
63856 | N | . | Westtown NY 2 | Westtown NY 2, LLC | 63533 | NY | MAT | NPCC |  | 22 | 2 | NAICS-22 Non-Cogen | PV | SUN | SUN | NYIS | A |  | . | . | . | . | . | . | 0 | 0 | 0 | 0 | 0 | 0 | . | . | . | . | . | . | 0 | 0 | 0 | 0 | 0 | 0 | . | . | . | . | . | . | 0 | 0 | 0 | 0 | 0 | 0 | . | . | . | . | . | . | 2215 | 1880 | 1849 | 1313 | 1209 | 818 | . | . | . | . | . | . | 2215 | 1880 | 1849 | 1313 | 1209 | 818 | . | . | . | . | . | . | 252.618 | 214.491 | 210.937 | 149.756 | 137.911 | 93.287 | 0 | 0 | 9284 | 9284 | 1059 | 2020 | solar PV | TRUE
63857 | N | . | Middletown NY 1 | Middletown NY 1, LLC | 63534 | NY | MAT | NPCC |  | 22 | 2 | NAICS-22 Non-Cogen | PV | SUN | SUN | NYIS | A |  | . | . | 0 | 0 | 0 | 0 | 0 | 0 | 0 | 0 | 0 | 0 | . | . | 0 | 0 | 0 | 0 | 0 | 0 | 0 | 0 | 0 | 0 | . | . | 0 | 0 | 0 | 0 | 0 | 0 | 0 | 0 | 0 | 0 | . | . | 2953 | 2961 | 3889 | 3909 | 3718 | 3157 | 3105 | 2204 | 2030 | 1373 | . | . | 2953 | 2961 | 3889 | 3909 | 3718 | 3157 | 3105 | 2204 | 2030 | 1373 | . | . | 336.858 | 337.779 | 443.57 | 445.914 | 424.103 | 360.093 | 354.127 | 251.414 | 231.529 | 156.613 | 0 | 0 | 29299 | 29299 | 3342 | 2020 | solar PV | TRUE
63858 | N | . | Westerlo NY 1 | Westerlo NY 1, LLC | 63535 | NY | MAT | NPCC |  | 22 | 2 | NAICS-22 Non-Cogen | PV | SUN | SUN | NYIS | A |  | 0 | 0 | 0 | 0 | 0 | 0 | 0 | 0 | 0 | 0 | 0 | 0 | 0 | 0 | 0 | 0 | 0 | 0 | 0 | 0 | 0 | 0 | 0 | 0 | 0 | 0 | 0 | 0 | 0 | 0 | 0 | 0 | 0 | 0 | 0 | 0 | 1520 | 1697 | 2453 | 2460 | 3230 | 3247 | 3089 | 2622 | 2579 | 1831 | 1686 | 1141 | 1520 | 1697 | 2453 | 2460 | 3230 | 3247 | 3089 | 2622 | 2579 | 1831 | 1686 | 1141 | 173.339 | 193.526 | 279.822 | 280.587 | 368.465 | 370.412 | 352.294 | 299.122 | 294.167 | 208.845 | 192.326 | 130.095 | 0 | 0 | 27555 | 27555 | 3143 | 2020 | solar PV | TRUE
63859 | N | . | Golden Field Solar III, LLC | Golden Field Solar III, LLC | 63545 | CA | PACC | WECC |  | 22 | 2 | NAICS-22 Non-Cogen | PV | SUN | SUN | CISO | M |  | . | . | . | . | . | . | . | . | . | . | . | 0 | . | . | . | . | . | . | . | . | . | . | . | 0 | . | . | . | . | . | . | . | . | . | . | . | 0 | . | . | . | . | . | . | . | . | . | . | . | 0 | . | . | . | . | . | . | . | . | . | . | . | 0 | . | . | . | . | . | . | . | . | . | . | . | 0 | 0 | 0 | 0 | 0 | 0 | 2020 | solar PV | TRUE
63860 | N | . | Encino Solar Energy Center | NMRD Data Center, LLC | 61156 | NM | MTN | WECC |  | 22 | 2 | NAICS-22 Non-Cogen | PV | SUN | SUN | PNM | M |  | . | . | . | . | 0 | 0 | 0 | 0 | 0 | 0 | 0 | 0 | . | . | . | . | 0 | 0 | 0 | 0 | 0 | 0 | 0 | 0 | . | . | . | . | 0 | 0 | 0 | 0 | 0 | 0 | 0 | 0 | . | . | . | . | 4620 | 117513 | 117188 | 120011 | 115733 | 107334 | 75291 | 73318 | . | . | . | . | 4620 | 117513 | 117188 | 120011 | 115733 | 107334 | 75291 | 73318 | . | . | . | . | 527 | 13404 | 13367 | 13689 | 13201 | 12243 | 8588 | 8363 | 0 | 0 | 731008 | 731008 | 83382 | 2020 | solar PV | TRUE
63869 | N | . | IBM Solar | DG Colorado Solar, LLC | 60293 | CO | MTN | WECC |  | 22 | 2 | NAICS-22 Non-Cogen | PV | SUN | SUN | PSCO | A |  | 0 | 0 | 0 | 0 | 0 | 0 | 0 | 0 | 0 | 0 | 0 | 0 | 0 | 0 | 0 | 0 | 0 | 0 | 0 | 0 | 0 | 0 | 0 | 0 | 0 | 0 | 0 | 0 | 0 | 0 | 0 | 0 | 0 | 0 | 0 | 0 | 7403 | 7798 | 11946 | 13351 | 15504 | 15031 | 15578 | 12696 | 12374 | 9323 | 8034 | 6070 | 7403 | 7798 | 11946 | 13351 | 15504 | 15031 | 15578 | 12696 | 12374 | 9323 | 8034 | 6070 | 844.405 | 889.497 | 1362.655 | 1522.905 | 1768.408 | 1714.448 | 1776.88 | 1448.194 | 1411.377 | 1063.435 | 916.388 | 692.408 | 0 | 0 | 135108 | 135108 | 15411 | 2020 | solar PV | TRUE
63887 | N | . | East Brookfield Main Street Solar LLC CSG | AES Distributed Energy | 61012 | MA | NEW | NPCC |  | 22 | 2 | NAICS-22 Non-Cogen | PV | SUN | SUN | ISNE | A |  | . | . | . | . | . | . | . | . | . | . | . | 0 | . | . | . | . | . | . | . | . | . | . | . | 0 | . | . | . | . | . | . | . | . | . | . | . | 0 | . | . | . | . | . | . | . | . | . | . | . | 0 | . | . | . | . | . | . | . | . | . | . | . | 0 | . | . | . | . | . | . | . | . | . | . | . | 0 | 0 | 0 | 0 | 0 | 0 | 2020 | solar PV | TRUE
63888 | N | . | ESIL-PFCHICAGO 3, LLC | Madison Energy Holdings LLC | 62915 | IL | ENC | RFC |  | 22 | 2 | NAICS-22 Non-Cogen | PV | SUN | SUN | MISO | A |  | . | . | . | . | . | . | . | 0 | 0 | 0 | 0 | 0 | . | . | . | . | . | . | . | 0 | 0 | 0 | 0 | 0 | . | . | . | . | . | . | . | 0 | 0 | 0 | 0 | 0 | . | . | . | . | . | . | . | 2349 | 1706 | 1358 | 1166 | 812 | . | . | . | . | . | . | . | 2349 | 1706 | 1358 | 1166 | 812 | . | . | . | . | . | . | . | 267.98 | 194.578 | 154.854 | 132.99 | 92.598 | 0 | 0 | 7391 | 7391 | 843 | 2020 | solar PV | TRUE
63889 | N | . | ESIL-PFCHICAGO 2, LLC | Madison Energy Holdings LLC | 62915 | IL | ENC | RFC |  | 22 | 2 | NAICS-22 Non-Cogen | PV | SUN | SUN | MISO | A |  | . | . | . | . | . | . | . | . | . | . | 0 | 0 | . | . | . | . | . | . | . | . | . | . | 0 | 0 | . | . | . | . | . | . | . | . | . | . | 0 | 0 | . | . | . | . | . | . | . | . | . | . | 362 | 252 | . | . | . | . | . | . | . | . | . | . | 362 | 252 | . | . | . | . | . | . | . | . | . | . | 41.267 | 28.733 | 0 | 0 | 614 | 614 | 70 | 2020 | solar PV | TRUE
63893 | N | . | GD Hopkinton Main I, LLC | GD Hopkinton Main I, LLC | 63548 | RI | NEW | NPCC |  | 22 | 2 | NAICS-22 Non-Cogen | PV | SUN | SUN | ISNE | A |  | . | . | . | . | . | . | . | . | . | . | 0 | 0 | . | . | . | . | . | . | . | . | . | . | 0 | 0 | . | . | . | . | . | . | . | . | . | . | 0 | 0 | . | . | . | . | . | . | . | . | . | . | 933 | 583 | . | . | . | . | . | . | . | . | . | . | 933 | 583 | . | . | . | . | . | . | . | . | . | . | 106.461 | 66.539 | 0 | 0 | 1516 | 1516 | 173 | 2020 | solar PV | TRUE
63903 | N | . | Pinesburg Solar LLC | Madison Energy Holdings LLC | 62915 | MD | SAT | RFC |  | 22 | 2 | NAICS-22 Non-Cogen | PV | SUN | SUN | PJM | A |  | . | . | . | . | 0 | 0 | 0 | 0 | 0 | 0 | 0 | 0 | . | . | . | . | 0 | 0 | 0 | 0 | 0 | 0 | 0 | 0 | . | . | . | . | 0 | 0 | 0 | 0 | 0 | 0 | 0 | 0 | . | . | . | . | 6169 | 6647 | 6604 | 5506 | 4886 | 4193 | 3787 | 2791 | . | . | . | . | 6169 | 6647 | 6604 | 5506 | 4886 | 4193 | 3787 | 2791 | . | . | . | . | 703.639 | 758.193 | 753.301 | 628.024 | 557.272 | 478.262 | 431.909 | 318.4 | 0 | 0 | 40583 | 40583 | 4629 | 2020 | solar PV | TRUE
63904 | N | . | Timonium Fairgrounds | Madison Energy Holdings LLC | 62915 | MD | SAT | RFC |  | 22 | 2 | NAICS-22 Non-Cogen | PV | SUN | SUN | PJM | A |  | . | . | . | . | . | . | . | . | . | 0 | 0 | 0 | . | . | . | . | . | . | . | . | . | 0 | 0 | 0 | . | . | . | . | . | . | . | . | . | 0 | 0 | 0 | . | . | . | . | . | . | . | . | . | 952 | 860 | 634 | . | . | . | . | . | . | . | . | . | 952 | 860 | 634 | . | . | . | . | . | . | . | . | . | 108.61 | 98.084 | 72.306 | 0 | 0 | 2446 | 2446 | 279 | 2020 | solar PV | TRUE
63906 | N | . | Turquoise Nevada, LLC | Greenbacker Renewable Energy Corporation | 60025 | NV | MTN | WECC |  | 22 | 2 | NAICS-22 Non-Cogen | PV | SUN | SUN | NEVP | M |  | . | . | . | . | . | . | . | . | . | . | . | 0 | . | . | . | . | . | . | . | . | . | . | . | 0 | . | . | . | . | . | . | . | . | . | . | . | 0 | . | . | . | . | . | . | . | . | . | . | . | 53619 | . | . | . | . | . | . | . | . | . | . | . | 53619 | . | . | . | . | . | . | . | . | . | . | . | 6116 | 0 | 0 | 53619 | 53619 | 6116 | 2020 | solar PV | TRUE
63908 | N | . | SulusSolar17 | SulusSolar17 | 63573 | OR | PACC | WECC |  | 22 | 2 | NAICS-22 Non-Cogen | PV | SUN | SUN | PGE | A |  | . | . | . | . | . | 0 | 0 | 0 | 0 | 0 | 0 | 0 | . | . | . | . | . | 0 | 0 | 0 | 0 | 0 | 0 | 0 | . | . | . | . | . | 0 | 0 | 0 | 0 | 0 | 0 | 0 | . | . | . | . | . | 5495 | 5999 | 5157 | 3963 | 3473 | 1718 | 1408 | . | . | . | . | . | 5495 | 5999 | 5157 | 3963 | 3473 | 1718 | 1408 | . | . | . | . | . | 626.81 | 684.234 | 588.247 | 452.058 | 396.146 | 195.924 | 160.581 | 0 | 0 | 27213 | 27213 | 3104 | 2020 | solar PV | TRUE
63914 | N | . | Cedar Springs I | Cedar Springs Wind, LLC | 63580 | WY | MTN | WECC |  | 22 | 2 | NAICS-22 Non-Cogen | WT | WND | WND | PACE | M |  | . | . | . | . | . | . | . | 0 | 0 | 0 | 0 | 0 | . | . | . | . | . | . | . | 0 | 0 | 0 | 0 | 0 | . | . | . | . | . | . | . | 0 | 0 | 0 | 0 | 0 | . | . | . | . | . | . | . | 8101 | 8259 | 166328 | 280772 | 820091 | . | . | . | . | . | . | . | 8101 | 8259 | 166328 | 280772 | 820091 | . | . | . | . | . | . | . | 924 | 942 | 18972 | 32026 | 93543 | 0 | 0 | 1283551 | 1283551 | 146407 | 2020 | onshore wind | TRUE
63915 | N | . | Cedar Springs II | PacifiCorp | 14354 | WY | MTN | WECC |  | 22 | 1 | Electric Utility | WT | WND | WND | PACE | M |  | . | . | . | . | . | . | . | . | . | . | . | 0 | . | . | . | . | . | . | . | . | . | . | . | 0 | . | . | . | . | . | . | . | . | . | . | . | 0 | . | . | . | . | . | . | . | . | . | . | . | 1017524 | . | . | . | . | . | . | . | . | . | . | . | 1017524 | . | . | . | . | . | . | . | . | . | . | . | 116063 | 0 | 0 | 1017524 | 1017524 | 116063 | 2020 | onshore wind | TRUE
63916 | N | . | Cedar Springs III | Cedar Springs Wind III, LLC | 63582 | WY | MTN | WECC |  | 22 | 2 | NAICS-22 Non-Cogen | WT | WND | WND | PACE | M |  | . | . | . | . | . | . | . | . | . | . | . | 0 | . | . | . | . | . | . | . | . | . | . | . | 0 | . | . | . | . | . | . | . | . | . | . | . | 0 | . | . | . | . | . | . | . | . | . | . | . | 405167 | . | . | . | . | . | . | . | . | . | . | . | 405167 | . | . | . | . | . | . | . | . | . | . | . | 46215 | 0 | 0 | 405167 | 405167 | 46215 | 2020 | onshore wind | TRUE
63918 | Y | . | POET Biorefining - Hudson | POET Biorefining - Hudson | 63584 | SD | WNC | MRO |  | 325193 | 7 | Industrial NAICS Cogen | ST | NG | NG | MISO | A | mcf | 98442 | 83048 | 71365 | 61362 | 56702 | 87531 | 127656 | 89439 | 60416 | 67144 | 52028 | 80111 | 18736 | 15806 | 13582 | 11678 | 10791 | 16659 | 24295 | 17022 | 11498 | 12779 | 9902 | 15246 | 1.04 | 1.04 | 1.04 | 1.04 | 1.04 | 1.04 | 1.04 | 1.04 | 1.04 | 1.04 | 1.04 | 1.04 | 102380 | 86370 | 74220 | 63816 | 58970 | 91032 | 132762 | 93017 | 62833 | 69830 | 54109 | 83315 | 19485 | 16438 | 14125 | 12145 | 11223 | 17325 | 25267 | 17703 | 11958 | 13290 | 10298 | 15856 | 1661.807 | 1401.914 | 1204.702 | 1035.837 | 957.174 | 1477.6 | 2154.945 | 1509.808 | 1019.877 | 1133.44 | 878.274 | 1352.342 | 935244 | 177994 | 972654 | 185113 | 15787.72 | 2020 | natural gas nonpeaker - preexisting retiring | FALSE
63919 | Y | . | POET Biorefining LLC - Corning | POET Biorefining LLC - Corning | 63586 | IA | WNC | MRO |  | 325193 | 7 | Industrial NAICS Cogen | ST | NG | NG | MISO | A | mcf | 115590 | 137314 | 57650 | 71997 | 107058 | 119285 | 195376 | 110076 | 85663 | 89067 | 72194 | 123751 | 26018 | 30908 | 12977 | 16206 | 24098 | 26850 | 43977 | 24777 | 19282 | 20048 | 16250 | 27855 | 1 | 1 | 1 | 1 | 1 | 1 | 1 | 1 | 1 | 1 | 1 | 1 | 115590 | 137314 | 57650 | 71997 | 107058 | 119285 | 195376 | 110076 | 85663 | 89067 | 72194 | 123751 | 26018 | 30908 | 12977 | 16206 | 24098 | 26850 | 43977 | 24777 | 19282 | 20048 | 16250 | 27855 | 2219.04 | 2636.072 | 1106.731 | 1382.145 | 2055.242 | 2289.957 | 3750.699 | 2113.172 | 1644.508 | 1709.853 | 1385.928 | 2375.693 | 1285021 | 289246 | 1285021 | 289246 | 24669.04 | 2020 | natural gas nonpeaker - preexisting retiring | FALSE
63920 | Y | . | POET Biorefining - Fostoria | Fostoria Ethanol | 63588 | OH | ENC | RFC |  | 325193 | 7 | Industrial NAICS Cogen | ST | NG | NG | PJM | A | mcf | 100127 | 92614 | 95407 | 82091 | 77642 | 81919 | 99821 | 96886 | 85420 | 62713 | 80895 | 97423 | 15122 | 13988 | 14410 | 12398 | 11726 | 12372 | 15076 | 14633 | 12901 | 9472 | 12217 | 14714 | 1.04 | 1.04 | 1.04 | 1.04 | 1.04 | 1.04 | 1.04 | 1.04 | 1.04 | 1.04 | 1.04 | 1.04 | 104132 | 96319 | 99223 | 85375 | 80748 | 85196 | 103814 | 100761 | 88837 | 65222 | 84131 | 101320 | 15727 | 14547 | 14986 | 12894 | 12195 | 12867 | 15679 | 15218 | 13417 | 9851 | 12706 | 15303 | 1341.331 | 1240.686 | 1278.098 | 1099.716 | 1040.115 | 1097.407 | 1337.234 | 1297.911 | 1144.313 | 840.122 | 1083.695 | 1305.112 | 1052958 | 159029 | 1095078 | 165390 | 14105.74 | 2020 | natural gas nonpeaker - preexisting retiring | FALSE
63921 | N | . | POET Biorefining - Shelbyville | POET Biorefing- Shelbyville | 63589 | IN | ENC | RFC |  | 325193 | 6 | Industrial NAICS Non-Cogen | ST | NG | NG | MISO | A | mcf | . | . | . | . | . | 130412 | 139887 | 123985 | 102891 | 104042 | 85608 | 120775 | . | . | . | . | . | 130412 | 139887 | 123985 | 102891 | 104042 | 85608 | 120775 | . | . | . | . | . | 1.04 | 1.04 | 1.04 | 1.04 | 1.04 | 1.04 | 1.04 | . | . | . | . | . | 135628 | 145482 | 128944 | 107007 | 108204 | 89032 | 125606 | . | . | . | . | . | 135628 | 145482 | 128944 | 107007 | 108204 | 89032 | 125606 | . | . | . | . | . | 3034.872 | 3255.377 | 2885.297 | 2394.421 | 2421.203 | 1992.214 | 2810.616 | 807600 | 807600 | 839903 | 839903 | 18794 | 2020 | natural gas nonpeaker - preexisting retiring | FALSE
63922 | Y | . | POET Biorefining - Portland | POET Biorefining - Portland | 63585 | IN | ENC | RFC |  | 325193 | 7 | Industrial NAICS Cogen | ST | NG | NG | PJM | A | mcf | 101264 | 91434 | 85763 | 83707 | 86633 | 99644 | 106883 | 94733 | 78616 | 79495 | 65410 | 92281 | 18946 | 17107 | 16046 | 15662 | 16209 | 18642 | 19997 | 17724 | 14709 | 14873 | 12238 | 17265 | 1.04 | 1.04 | 1.04 | 1.04 | 1.04 | 1.04 | 1.04 | 1.04 | 1.04 | 1.04 | 1.04 | 1.04 | 105315 | 95091 | 89194 | 87055 | 90098 | 103630 | 111158 | 98522 | 81761 | 82675 | 68026 | 95972 | 19704 | 17791 | 16688 | 16288 | 16857 | 19388 | 20797 | 18433 | 15297 | 15468 | 12727 | 17956 | 1680.475 | 1517.343 | 1423.239 | 1389.115 | 1437.675 | 1653.581 | 1773.725 | 1572.084 | 1304.625 | 1319.217 | 1085.478 | 1531.393 | 1065863 | 199418 | 1108497 | 207394 | 17687.95 | 2020 | natural gas nonpeaker - preexisting retiring | FALSE
63923 | Y | . | POET Biorefining - Gowrie | POET Biorefining - Gowrie | 63591 | IA | WNC | MRO |  | 325193 | 7 | Industrial NAICS Cogen | ST | NG | NG | MISO | A | mcf | 97490 | 115813 | 48623 | 60723 | 90295 | 100607 | 164782 | 92840 | 72250 | 75120 | 60889 | 104373 | 19687 | 23387 | 9819 | 12263 | 18234 | 20316 | 33276 | 18748 | 14589 | 15169 | 12296 | 21077 | 1.04 | 1.04 | 1.04 | 1.04 | 1.04 | 1.04 | 1.04 | 1.04 | 1.04 | 1.04 | 1.04 | 1.04 | 101390 | 120446 | 50568 | 63152 | 93907 | 104631 | 171373 | 96554 | 75140 | 78125 | 63325 | 108548 | 20474 | 24322 | 10212 | 12753 | 18963 | 21129 | 34607 | 19498 | 15173 | 15776 | 12788 | 21920 | 1746.214 | 2074.383 | 870.911 | 1087.64 | 1617.315 | 1802.017 | 2951.507 | 1662.901 | 1294.099 | 1345.521 | 1090.617 | 1869.485 | 1083805 | 218861 | 1127159 | 227615 | 19412.61 | 2020 | natural gas nonpeaker - preexisting retiring | FALSE
63924 | Y | . | POET Biorefining- Alexandria, LLC | POET Biorefining - Alexandria, LLC. | 63587 | IN | ENC | RFC |  | 325193 | 7 | Industrial NAICS Cogen | ST | NG | NG | PJM | A | mcf | 102360 | 92424 | 86692 | 84614 | 87572 | 100723 | 108041 | 95759 | 79467 | 80356 | 66119 | 93280 | 15482 | 13979 | 13113 | 12798 | 13245 | 15234 | 16341 | 14484 | 12019 | 12154 | 10000 | 14109 | 1.04 | 1.04 | 1.04 | 1.04 | 1.04 | 1.04 | 1.04 | 1.04 | 1.04 | 1.04 | 1.04 | 1.04 | 106454 | 96121 | 90160 | 87999 | 91075 | 104752 | 112363 | 99589 | 82646 | 83570 | 68764 | 97011 | 16101 | 14538 | 13637 | 13310 | 13775 | 15843 | 16995 | 15063 | 12500 | 12640 | 10400 | 14673 | 1415.697 | 1278.267 | 1198.991 | 1170.243 | 1211.152 | 1393.039 | 1494.254 | 1324.383 | 1099.065 | 1111.358 | 914.448 | 1290.103 | 1077407 | 162958 | 1120504 | 169475 | 14901 | 2020 | natural gas nonpeaker - preexisting retiring | FALSE
63925 | N | . | Riley | Riley Solar I LLC | 63592 | OR | PACC | WECC |  | 22 | 2 | NAICS-22 Non-Cogen | PV | SUN | SUN | BPAT | A |  | . | . | . | . | . | . | 0 | 0 | 0 | 0 | 0 | 0 | . | . | . | . | . | . | 0 | 0 | 0 | 0 | 0 | 0 | . | . | . | . | . | . | 0 | 0 | 0 | 0 | 0 | 0 | . | . | . | . | . | . | 29969 | 25765 | 19800 | 17351 | 8581 | 7033 | . | . | . | . | . | . | 29969 | 25765 | 19800 | 17351 | 8581 | 7033 | . | . | . | . | . | . | 3418.422 | 2938.872 | 2258.475 | 1979.139 | 978.831 | 802.261 | 0 | 0 | 108499 | 108499 | 12376 | 2020 | solar PV | TRUE
63926 | N | . | Fort Rock IV | Fort Rock Solar IV LLC | 63593 | OR | PACC | WECC |  | 22 | 2 | NAICS-22 Non-Cogen | PV | SUN | SUN | BPAT | A |  | . | . | . | . | . | 0 | 0 | 0 | 0 | 0 | 0 | 0 | . | . | . | . | . | 0 | 0 | 0 | 0 | 0 | 0 | 0 | . | . | . | . | . | 0 | 0 | 0 | 0 | 0 | 0 | 0 | . | . | . | . | . | 24805 | 27077 | 23279 | 17889 | 15677 | 7753 | 6355 | . | . | . | . | . | 24805 | 27077 | 23279 | 17889 | 15677 | 7753 | 6355 | . | . | . | . | . | 2829.328 | 3088.533 | 2655.26 | 2040.524 | 1788.145 | 884.37 | 724.84 | 0 | 0 | 122835 | 122835 | 14011 | 2020 | solar PV | TRUE
63927 | Y | . | POET Biorefining - Leipsic, LLC | POET Biorefining - Leipsic, LLC | 63594 | OH | ENC | RFC |  | 325193 | 7 | Industrial NAICS Cogen | ST | NG | NG | PJM | A | mcf | 99522 | 92055 | 94831 | 81596 | 77173 | 81424 | 99219 | 96301 | 84905 | 62335 | 80407 | 96835 | 14953 | 13831 | 14248 | 12260 | 11595 | 12234 | 14907 | 14469 | 12757 | 9365 | 12081 | 14549 | 1.04 | 1.04 | 1.04 | 1.04 | 1.04 | 1.04 | 1.04 | 1.04 | 1.04 | 1.04 | 1.04 | 1.04 | 103503 | 95737 | 98624 | 84860 | 80260 | 84681 | 103188 | 100153 | 88301 | 64828 | 83623 | 100708 | 15551 | 14384 | 14818 | 12750 | 12059 | 12723 | 15503 | 15048 | 13267 | 9740 | 12564 | 15131 | 1326.298 | 1226.779 | 1263.772 | 1087.389 | 1028.456 | 1085.106 | 1322.245 | 1283.363 | 1131.486 | 830.705 | 1071.548 | 1290.483 | 1046603 | 157249 | 1088466 | 163538 | 13947.63 | 2020 | natural gas nonpeaker - preexisting retiring | FALSE
63928 | N | . | Vacaville Hospital | Ameresco | 56476 | CA | PACC | WECC |  | 622 | 4 | Commercial NAICS Non-Cogen | PV | SUN | SUN | CISO | A |  | 0 | 0 | 0 | 0 | 0 | 0 | 0 | 0 | 0 | 0 | 0 | 0 | 0 | 0 | 0 | 0 | 0 | 0 | 0 | 0 | 0 | 0 | 0 | 0 | 0 | 0 | 0 | 0 | 0 | 0 | 0 | 0 | 0 | 0 | 0 | 0 | 1165 | 1579 | 1545 | 1947 | 2548 | 2538 | 2866 | 2375 | 1865 | 1724 | 1363 | 1079 | 1165 | 1579 | 1545 | 1947 | 2548 | 2538 | 2866 | 2375 | 1865 | 1724 | 1363 | 1079 | 132.86 | 180.096 | 176.235 | 222.105 | 290.68 | 289.459 | 326.949 | 270.868 | 212.685 | 196.591 | 155.419 | 123.053 | 0 | 0 | 22594 | 22594 | 2577 | 2020 | solar PV | FALSE
63932 | N | . | Titan Solar 1 (CA) | Titan Solar 1, LLC | 63602 | CA | PACC | WECC |  | 22 | 2 | NAICS-22 Non-Cogen | PV | SUN | SUN | CISO | M |  | . | . | . | . | . | . | . | . | . | . | . | 0 | . | . | . | . | . | . | . | . | . | . | . | 0 | . | . | . | . | . | . | . | . | . | . | . | 0 | . | . | . | . | . | . | . | . | . | . | . | 86381 | . | . | . | . | . | . | . | . | . | . | . | 86381 | . | . | . | . | . | . | . | . | . | . | . | 9853 | 0 | 0 | 86381 | 86381 | 9853 | 2020 | solar PV | TRUE
63934 | N | . | Severson Garden | Severson HoldCo LLC | 63610 | MN | WNC | MRO |  | 22 | 2 | NAICS-22 Non-Cogen | PV | SUN | SUN | MISO | A |  | . | . | . | . | . | . | . | . | . | 0 | 0 | 0 | . | . | . | . | . | . | . | . | . | 0 | 0 | 0 | . | . | . | . | . | . | . | . | . | 0 | 0 | 0 | . | . | . | . | . | . | . | . | . | 574 | 439 | 275 | . | . | . | . | . | . | . | . | . | 574 | 439 | 275 | . | . | . | . | . | . | . | . | . | 65.495 | 50.123 | 31.382 | 0 | 0 | 1288 | 1288 | 147 | 2020 | solar PV | TRUE
63935 | N | . | Marion Garden | Marion Garden LLC | 63607 | MN | WNC | MRO |  | 22 | 2 | NAICS-22 Non-Cogen | PV | SUN | SUN | MISO | A |  | . | . | . | . | . | . | . | . | . | . | 0 | 0 | . | . | . | . | . | . | . | . | . | . | 0 | 0 | . | . | . | . | . | . | . | . | . | . | 0 | 0 | . | . | . | . | . | . | . | . | . | . | 345 | 216 | . | . | . | . | . | . | . | . | . | . | 345 | 216 | . | . | . | . | . | . | . | . | . | . | 39.358 | 24.642 | 0 | 0 | 561 | 561 | 64 | 2020 | solar PV | TRUE
63936 | N | . | Silver Lake Garden | Silver Lake Garden LLC | 63608 | MN | WNC | MRO |  | 22 | 2 | NAICS-22 Non-Cogen | PV | SUN | SUN | MISO | A |  | 0 | 0 | 0 | 0 | 0 | 0 | 0 | 0 | 0 | 0 | 0 | 0 | 0 | 0 | 0 | 0 | 0 | 0 | 0 | 0 | 0 | 0 | 0 | 0 | 0 | 0 | 0 | 0 | 0 | 0 | 0 | 0 | 0 | 0 | 0 | 0 | 0 | 0 | 0 | 0 | 0 | 0 | 0 | 0 | 0 | 0 | 0 | 0 | 0 | 0 | 0 | 0 | 0 | 0 | 0 | 0 | 0 | 0 | 0 | 0 | 0 | 0 | 0 | 0 | 0 | 0 | 0 | 0 | 0 | 0 | 0 | 0 | 0 | 0 | 0 | 0 | 0 | 2020 | solar PV | TRUE
63937 | N | . | Lyman Garden | Lyman Garden LLC | 63609 | MN | WNC | MRO |  | 22 | 2 | NAICS-22 Non-Cogen | PV | SUN | SUN | MISO | A |  | . | . | . | . | . | . | . | . | . | . | 0 | 0 | . | . | . | . | . | . | . | . | . | . | 0 | 0 | . | . | . | . | . | . | . | . | . | . | 0 | 0 | . | . | . | . | . | . | . | . | . | . | 566 | 354 | . | . | . | . | . | . | . | . | . | . | 566 | 354 | . | . | . | . | . | . | . | . | . | . | 64.572 | 40.428 | 0 | 0 | 920 | 920 | 105 | 2020 | solar PV | TRUE
63938 | N | . | Nicollet Garden | Nicollet Garden LLC | 63605 | MN | WNC | MRO |  | 22 | 2 | NAICS-22 Non-Cogen | PV | SUN | SUN | MISO | A |  | . | . | . | . | . | . | . | . | . | . | . | 0 | . | . | . | . | . | . | . | . | . | . | . | 0 | . | . | . | . | . | . | . | . | . | . | . | 0 | . | . | . | . | . | . | . | . | . | . | . | 0 | . | . | . | . | . | . | . | . | . | . | . | 0 | . | . | . | . | . | . | . | . | . | . | . | 0 | 0 | 0 | 0 | 0 | 0 | 2020 | solar PV | TRUE
63942 | N | . | Sunpin Blandford | Blandford Sun, LLC | 63595 | MA | NEW | NPCC |  | 22 | 2 | NAICS-22 Non-Cogen | PV | SUN | SUN | ISNE | A |  | . | . | . | . | . | 0 | 0 | 0 | 0 | 0 | 0 | 0 | . | . | . | . | . | 0 | 0 | 0 | 0 | 0 | 0 | 0 | . | . | . | . | . | 0 | 0 | 0 | 0 | 0 | 0 | 0 | . | . | . | . | . | 4061 | 3999 | 3780 | 3282 | 2386 | 1707 | 1299 | . | . | . | . | . | 4061 | 3999 | 3780 | 3282 | 2386 | 1707 | 1299 | . | . | . | . | . | 463.208 | 456.159 | 431.208 | 374.4 | 272.201 | 194.671 | 148.153 | 0 | 0 | 20514 | 20514 | 2340 | 2020 | solar PV | TRUE
63944 | N | . | Blackhorse Farm Solar, LLC CSG | AES Distributed Energy | 61012 | RI | NEW | NPCC |  | 22 | 2 | NAICS-22 Non-Cogen | PV | SUN | SUN | ISNE | A |  | . | . | . | . | . | . | . | . | . | . | . | 0 | . | . | . | . | . | . | . | . | . | . | . | 0 | . | . | . | . | . | . | . | . | . | . | . | 0 | . | . | . | . | . | . | . | . | . | . | . | 0 | . | . | . | . | . | . | . | . | . | . | . | 0 | . | . | . | . | . | . | . | . | . | . | . | 0 | 0 | 0 | 0 | 0 | 0 | 2020 | solar PV | TRUE
63945 | N | . | Clinton Solar 4 LLC CSG | Clinton Solar 4 LLC | 63596 | IL | ENC | SERC |  | 22 | 2 | NAICS-22 Non-Cogen | PV | SUN | SUN | MISO | A |  | . | . | . | . | . | . | . | . | . | 0 | 0 | 0 | . | . | . | . | . | . | . | . | . | 0 | 0 | 0 | . | . | . | . | . | . | . | . | . | 0 | 0 | 0 | . | . | . | . | . | . | . | . | . | 4 | 3 | 2 | . | . | . | . | . | . | . | . | . | 4 | 3 | 2 | . | . | . | . | . | . | . | . | . | 0.407 | 0.35 | 0.243 | 0 | 0 | 9 | 9 | 1 | 2020 | solar PV | TRUE
63946 | N | . | Vermilion Solar 1, LLC CSG | Vermilion Solar 1, LLC | 63597 | IL | ENC | SERC |  | 22 | 2 | NAICS-22 Non-Cogen | PV | SUN | SUN | MISO | A |  | . | . | . | . | . | . | . | . | . | . | . | 0 | . | . | . | . | . | . | . | . | . | . | . | 0 | . | . | . | . | . | . | . | . | . | . | . | 0 | . | . | . | . | . | . | . | . | . | . | . | 53 | . | . | . | . | . | . | . | . | . | . | . | 53 | . | . | . | . | . | . | . | . | . | . | . | 6 | 0 | 0 | 53 | 53 | 6 | 2020 | solar PV | TRUE
63950 | N | . | Erving CSG | Erving Poplar Mountain Solar 1, LLC | 63615 | MA | NEW | NPCC |  | 22 | 2 | NAICS-22 Non-Cogen | PV | SUN | SUN | ISNE | A |  | . | . | . | . | . | . | . | . | 0 | 0 | 0 | 0 | . | . | . | . | . | . | . | . | 0 | 0 | 0 | 0 | . | . | . | . | . | . | . | . | 0 | 0 | 0 | 0 | . | . | . | . | . | . | . | . | 1091 | 794 | 567 | 432 | . | . | . | . | . | . | . | . | 1091 | 794 | 567 | 432 | . | . | . | . | . | . | . | . | 124.495 | 90.511 | 64.731 | 49.263 | 0 | 0 | 2884 | 2884 | 329 | 2020 | solar PV | TRUE
63952 | N | . | Ridge Farm | Ridge Farm Solar 1 LLC | 63618 | IL | ENC | MRO |  | 22 | 2 | NAICS-22 Non-Cogen | PV | SUN | SUN | MISO | A |  | . | . | . | . | . | . | . | . | . | . | . | 0 | . | . | . | . | . | . | . | . | . | . | . | 0 | . | . | . | . | . | . | . | . | . | . | . | 0 | . | . | . | . | . | . | . | . | . | . | . | 754 | . | . | . | . | . | . | . | . | . | . | . | 754 | . | . | . | . | . | . | . | . | . | . | . | 86 | 0 | 0 | 754 | 754 | 86 | 2020 | solar PV | TRUE
63953 | N | . | Easthampton CSG | Easthampton Park Solar 1, LLC | 63614 | MA | NEW | NPCC |  | 22 | 2 | NAICS-22 Non-Cogen | PV | SUN | SUN | ISNE | A |  | . | . | . | . | . | . | . | . | 0 | 0 | 0 | 0 | . | . | . | . | . | . | . | . | 0 | 0 | 0 | 0 | . | . | . | . | . | . | . | . | 0 | 0 | 0 | 0 | . | . | . | . | . | . | . | . | 1579 | 1148 | 821 | 625 | . | . | . | . | . | . | . | . | 1579 | 1148 | 821 | 625 | . | . | . | . | . | . | . | . | 180.118 | 130.953 | 93.654 | 71.275 | 0 | 0 | 4173 | 4173 | 476 | 2020 | solar PV | TRUE
63954 | N | . | Mendota | Mendota US Solar 1 LLC | 63617 | IL | ENC | MRO |  | 22 | 2 | NAICS-22 Non-Cogen | PV | SUN | SUN | PJM | A |  | . | . | . | . | . | . | . | . | . | . | . | 0 | . | . | . | . | . | . | . | . | . | . | . | 0 | . | . | . | . | . | . | . | . | . | . | . | 0 | . | . | . | . | . | . | . | . | . | . | . | 0 | . | . | . | . | . | . | . | . | . | . | . | 0 | . | . | . | . | . | . | . | . | . | . | . | 0 | 0 | 0 | 0 | 0 | 0 | 2020 | solar PV | TRUE
63956 | N | . | Palmer Creek Solar, LLC | Greenbacker Renewable Energy Corporation | 60025 | OR | PACC | WECC |  | 22 | 2 | NAICS-22 Non-Cogen | PV | SUN | SUN | PGE | A |  | . | . | . | . | . | . | . | . | . | . | 0 | 0 | . | . | . | . | . | . | . | . | . | . | 0 | 0 | . | . | . | . | . | . | . | . | . | . | 0 | 0 | . | . | . | . | . | . | . | . | . | . | 1474 | 1208 | . | . | . | . | . | . | . | . | . | . | 1474 | 1208 | . | . | . | . | . | . | . | . | . | . | 168.168 | 137.832 | 0 | 0 | 2682 | 2682 | 306 | 2020 | solar PV | TRUE
63957 | N | . | Day Hill Solar, LLC | Greenbacker Renewable Energy Corporation | 60025 | OR | PACC | WECC |  | 22 | 2 | NAICS-22 Non-Cogen | PV | SUN | SUN | PGE | A |  | . | . | . | . | . | . | . | . | . | 0 | 0 | 0 | . | . | . | . | . | . | . | . | . | 0 | 0 | 0 | . | . | . | . | . | . | . | . | . | 0 | 0 | 0 | . | . | . | . | . | . | . | . | . | 900 | 445 | 365 | . | . | . | . | . | . | . | . | . | 900 | 445 | 365 | . | . | . | . | . | . | . | . | . | 102.635 | 50.761 | 41.604 | 0 | 0 | 1710 | 1710 | 195 | 2020 | solar PV | TRUE
63958 | N | . | SSD Marion 3, LLC | Thor Solar 1 CEI, LLC | 63623 | OR | PACC | WECC |  | 22 | 2 | NAICS-22 Non-Cogen | PV | SUN | SUN | PGE | A |  | . | . | . | . | . | . | . | . | . | . | . | 0 | . | . | . | . | . | . | . | . | . | . | . | 0 | . | . | . | . | . | . | . | . | . | . | . | 0 | . | . | . | . | . | . | . | . | . | . | . | 535 | . | . | . | . | . | . | . | . | . | . | . | 535 | . | . | . | . | . | . | . | . | . | . | . | 61 | 0 | 0 | 535 | 535 | 61 | 2020 | solar PV | TRUE
63959 | N | . | SSD Marion 5, LLC | Thor Solar 1 CEI, LLC | 63623 | OR | PACC | WECC |  | 22 | 2 | NAICS-22 Non-Cogen | PV | SUN | SUN | PGE | A |  | . | . | . | . | . | . | . | . | . | . | . | 0 | . | . | . | . | . | . | . | . | . | . | . | 0 | . | . | . | . | . | . | . | . | . | . | . | 0 | . | . | . | . | . | . | . | . | . | . | . | 1455 | . | . | . | . | . | . | . | . | . | . | . | 1455 | . | . | . | . | . | . | . | . | . | . | . | 166 | 0 | 0 | 1455 | 1455 | 166 | 2020 | solar PV | TRUE
63960 | N | . | SSD Marion 6, LLC | Thor Solar 1 CEI, LLC | 63623 | OR | PACC | WECC |  | 22 | 2 | NAICS-22 Non-Cogen | PV | SUN | SUN | PGE | A |  | . | . | . | . | . | . | . | . | . | . | . | 0 | . | . | . | . | . | . | . | . | . | . | . | 0 | . | . | . | . | . | . | . | . | . | . | . | 0 | . | . | . | . | . | . | . | . | . | . | . | 666 | . | . | . | . | . | . | . | . | . | . | . | 666 | . | . | . | . | . | . | . | . | . | . | . | 76 | 0 | 0 | 666 | 666 | 76 | 2020 | solar PV | TRUE
63961 | N | . | SSD Clackamas 1, LLC | Thor Solar 1 CEI, LLC | 63623 | OR | PACC | WECC |  | 22 | 2 | NAICS-22 Non-Cogen | PV | SUN | SUN | PGE | A |  | . | . | . | . | . | . | . | . | . | . | . | 0 | . | . | . | . | . | . | . | . | . | . | . | 0 | . | . | . | . | . | . | . | . | . | . | . | 0 | . | . | . | . | . | . | . | . | . | . | . | 596 | . | . | . | . | . | . | . | . | . | . | . | 596 | . | . | . | . | . | . | . | . | . | . | . | 68 | 0 | 0 | 596 | 596 | 68 | 2020 | solar PV | TRUE
63962 | N | . | SSD Clackamas 4, LLC | Thor Solar 1 CEI, LLC | 63623 | OR | PACC | WECC |  | 22 | 2 | NAICS-22 Non-Cogen | PV | SUN | SUN | PGE | A |  | . | . | . | . | . | . | . | . | . | . | . | 0 | . | . | . | . | . | . | . | . | . | . | . | 0 | . | . | . | . | . | . | . | . | . | . | . | 0 | . | . | . | . | . | . | . | . | . | . | . | 430 | . | . | . | . | . | . | . | . | . | . | . | 430 | . | . | . | . | . | . | . | . | . | . | . | 49 | 0 | 0 | 430 | 430 | 49 | 2020 | solar PV | TRUE
63963 | N | . | SSD Clackamas 7, LLC | Thor Solar 1 CEI, LLC | 63623 | OR | PACC | WECC |  | 22 | 2 | NAICS-22 Non-Cogen | PV | SUN | SUN | PGE | A |  | . | . | . | . | . | . | . | . | . | . | . | 0 | . | . | . | . | . | . | . | . | . | . | . | 0 | . | . | . | . | . | . | . | . | . | . | . | 0 | . | . | . | . | . | . | . | . | . | . | . | 237 | . | . | . | . | . | . | . | . | . | . | . | 237 | . | . | . | . | . | . | . | . | . | . | . | 27 | 0 | 0 | 237 | 237 | 27 | 2020 | solar PV | TRUE
63964 | N | . | SSD Marion 1, LLC | Thor Solar 1 CEI, LLC | 63623 | OR | PACC | WECC |  | 22 | 2 | NAICS-22 Non-Cogen | PV | SUN | SUN | PGE | A |  | . | . | . | . | . | . | . | . | . | . | . | 0 | . | . | . | . | . | . | . | . | . | . | . | 0 | . | . | . | . | . | . | . | . | . | . | . | 0 | . | . | . | . | . | . | . | . | . | . | . | 3559 | . | . | . | . | . | . | . | . | . | . | . | 3559 | . | . | . | . | . | . | . | . | . | . | . | 406 | 0 | 0 | 3559 | 3559 | 406 | 2020 | solar PV | TRUE
63965 | N | . | Danville Farm, LLC | Thor Solar 1 CEI, LLC | 63623 | VA | SAT | SERC |  | 22 | 2 | NAICS-22 Non-Cogen | PV | SUN | SUN | PJM | A |  | . | . | . | . | . | . | . | . | . | . | 0 | 0 | . | . | . | . | . | . | . | . | . | . | 0 | 0 | . | . | . | . | . | . | . | . | . | . | 0 | 0 | . | . | . | . | . | . | . | . | . | . | 7688 | 6015 | . | . | . | . | . | . | . | . | . | . | 7688 | 6015 | . | . | . | . | . | . | . | . | . | . | 876.891 | 686.109 | 0 | 0 | 13703 | 13703 | 1563 | 2020 | solar PV | TRUE
63969 | N | . | SulusSolar35 | SulusSolar35 | 63624 | OR | PACC | WECC |  | 22 | 2 | NAICS-22 Non-Cogen | PV | SUN | SUN | PGE | A |  | . | . | . | . | . | . | 0 | 0 | 0 | 0 | 0 | 0 | . | . | . | . | . | . | 0 | 0 | 0 | 0 | 0 | 0 | . | . | . | . | . | . | 0 | 0 | 0 | 0 | 0 | 0 | . | . | . | . | . | . | 5248 | 4511 | 3467 | 3038 | 1503 | 1232 | . | . | . | . | . | . | 5248 | 4511 | 3467 | 3038 | 1503 | 1232 | . | . | . | . | . | . | 598.557 | 514.587 | 395.452 | 346.541 | 171.39 | 140.473 | 0 | 0 | 18999 | 18999 | 2167 | 2020 | solar PV | TRUE
63973 | N | . | Cardinal Solar LLC | Cardinal Solar LLC | 63627 | SC | SAT | SERC |  | 22 | 2 | NAICS-22 Non-Cogen | PV | SUN | SUN | CPLE | A |  | . | . | . | . | . | . | . | . | . | . | . | 0 | . | . | . | . | . | . | . | . | . | . | . | 0 | . | . | . | . | . | . | . | . | . | . | . | 0 | . | . | . | . | . | . | . | . | . | . | . | 561 | . | . | . | . | . | . | . | . | . | . | . | 561 | . | . | . | . | . | . | . | . | . | . | . | 64 | 0 | 0 | 561 | 561 | 64 | 2020 | solar PV | TRUE
63974 | N | . | Hayes Solar, LLC | Hayes Solar, LLC | 63628 | NC | SAT | SERC |  | 22 | 2 | NAICS-22 Non-Cogen | PV | SUN | SUN | DUK | A |  | . | . | . | . | . | . | . | . | . | . | . | 0 | . | . | . | . | . | . | . | . | . | . | . | 0 | . | . | . | . | . | . | . | . | . | . | . | 0 | . | . | . | . | . | . | . | . | . | . | . | 114 | . | . | . | . | . | . | . | . | . | . | . | 114 | . | . | . | . | . | . | . | . | . | . | . | 13 | 0 | 0 | 114 | 114 | 13 | 2020 | solar PV | TRUE
63975 | N | . | Harrison Solar, LLC | Harrison Solar, LLC | 63629 | NC | SAT | SERC |  | 22 | 2 | NAICS-22 Non-Cogen | PV | SUN | SUN | CPLE | A |  | . | . | . | . | . | . | . | . | . | . | . | 0 | . | . | . | . | . | . | . | . | . | . | . | 0 | . | . | . | . | . | . | . | . | . | . | . | 0 | . | . | . | . | . | . | . | . | . | . | . | 79 | . | . | . | . | . | . | . | . | . | . | . | 79 | . | . | . | . | . | . | . | . | . | . | . | 9 | 0 | 0 | 79 | 79 | 9 | 2020 | solar PV | TRUE
63977 | N | . | Central Generating | North American Central - LLC | 63632 | MI | ENC | RFC |  | 22 | 2 | NAICS-22 Non-Cogen | IC | LFG | MLG | MISO | A | mcf | 48293 | 44775 | 47737 | 44815 | 44063 | 40576 | 37051 | 39496 | 36335 | 43032 | 41986 | 46185 | 48293 | 44775 | 47737 | 44815 | 44063 | 40576 | 37051 | 39496 | 36335 | 43032 | 41986 | 46185 | 0.51 | 0.51 | 0.51 | 0.51 | 0.51 | 0.51 | 0.51 | 0.51 | 0.51 | 0.51 | 0.51 | 0.51 | 24629 | 22835 | 24346 | 22856 | 22472 | 20694 | 18896 | 20143 | 18531 | 21946 | 21413 | 23554 | 24629 | 22835 | 24346 | 22856 | 22472 | 20694 | 18896 | 20143 | 18531 | 21946 | 21413 | 23554 | 1809.954 | 1678.129 | 1789.122 | 1679.623 | 1651.412 | 1520.754 | 1388.629 | 1480.272 | 1361.788 | 1612.788 | 1573.581 | 1730.948 | 514344 | 514344 | 262315 | 262315 | 19277 | 2020 | biomass | TRUE
63979 | N | . | 315 Vinson Road | Red Toad 315 Vinson Road, LLC | 63634 | NC | SAT | SERC |  | 22 | 2 | NAICS-22 Non-Cogen | PV | SUN | SUN | CPLE | A |  | . | . | . | . | . | . | . | . | . | . | . | 0 | . | . | . | . | . | . | . | . | . | . | . | 0 | . | . | . | . | . | . | . | . | . | . | . | 0 | . | . | . | . | . | . | . | . | . | . | . | 368 | . | . | . | . | . | . | . | . | . | . | . | 368 | . | . | . | . | . | . | . | . | . | . | . | 42 | 0 | 0 | 368 | 368 | 42 | 2020 | solar PV | TRUE
63988 | N | . | Blooming Grove Wind Energy Center | Invenergy Services LLC | 49893 | IL | ENC | SERC |  | 22 | 2 | NAICS-22 Non-Cogen | WT | WND | WND | PJM | M |  | . | . | . | . | . | . | . | . | . | . | . | 0 | . | . | . | . | . | . | . | . | . | . | . | 0 | . | . | . | . | . | . | . | . | . | . | . | 0 | . | . | . | . | . | . | . | . | . | . | . | 655193 | . | . | . | . | . | . | . | . | . | . | . | 655193 | . | . | . | . | . | . | . | . | . | . | . | 74734 | 0 | 0 | 655193 | 655193 | 74734 | 2020 | onshore wind | TRUE
63993 | N | . | FTF-PackingShed | Family Tree Farms | 63648 | CA | PACC | WECC |  | 115 | 6 | Industrial NAICS Non-Cogen | PV | SUN | SUN | CISO | A |  | 0 | 0 | 0 | 0 | 0 | 0 | 0 | 0 | 0 | 0 | 0 | 0 | 0 | 0 | 0 | 0 | 0 | 0 | 0 | 0 | 0 | 0 | 0 | 0 | 0 | 0 | 0 | 0 | 0 | 0 | 0 | 0 | 0 | 0 | 0 | 0 | 211 | 286 | 279 | 352 | 461 | 459 | 518 | 429 | 337 | 312 | 246 | 195 | 211 | 286 | 279 | 352 | 461 | 459 | 518 | 429 | 337 | 312 | 246 | 195 | 24.024 | 32.567 | 31.869 | 40.163 | 52.564 | 52.343 | 59.122 | 48.981 | 38.46 | 35.55 | 28.105 | 22.252 | 0 | 0 | 4085 | 4085 | 466 | 2020 | solar PV | FALSE
63994 | N | . | Firebaugh-CCS-PV-1 | Mike Woolf Farming | 63649 | CA | PACC | WECC |  | 111 | 6 | Industrial NAICS Non-Cogen | PV | SUN | SUN | CISO | A |  | 0 | 0 | 0 | 0 | 0 | 0 | 0 | 0 | 0 | 0 | 0 | 0 | 0 | 0 | 0 | 0 | 0 | 0 | 0 | 0 | 0 | 0 | 0 | 0 | 0 | 0 | 0 | 0 | 0 | 0 | 0 | 0 | 0 | 0 | 0 | 0 | 713 | 967 | 946 | 1192 | 1560 | 1554 | 1755 | 1454 | 1142 | 1055 | 834 | 661 | 713 | 967 | 946 | 1192 | 1560 | 1554 | 1755 | 1454 | 1142 | 1055 | 834 | 661 | 81.354 | 110.28 | 107.916 | 136.004 | 177.995 | 177.248 | 200.204 | 165.864 | 130.236 | 120.38 | 95.169 | 75.35 | 0 | 0 | 13833 | 13833 | 1578 | 2020 | solar PV | FALSE
63997 | N | . | Pine Hill | AEP Onsite Partners, LLC | 60571 | RI | NEW | NPCC |  | 22 | 2 | NAICS-22 Non-Cogen | PV | SUN | SUN | ISNE | A |  | . | . | . | . | . | . | . | 0 | 0 | 0 | 0 | 0 | . | . | . | . | . | . | . | 0 | 0 | 0 | 0 | 0 | . | . | . | . | . | . | . | 0 | 0 | 0 | 0 | 0 | . | . | . | . | . | . | . | 4599 | 4173 | 2938 | 2208 | 1380 | . | . | . | . | . | . | . | 4599 | 4173 | 2938 | 2208 | 1380 | . | . | . | . | . | . | . | 524.636 | 475.951 | 335.083 | 251.895 | 157.435 | 0 | 0 | 15298 | 15298 | 1745 | 2020 | solar PV | TRUE
64001 | N | . | Camellia Solar, LLC | National Grid Renewables | 62759 | MN | WNC | MRO |  | 22 | 2 | NAICS-22 Non-Cogen | PV | SUN | SUN | MISO | A |  | . | . | . | . | . | . | . | . | . | . | . | 0 | . | . | . | . | . | . | . | . | . | . | . | 0 | . | . | . | . | . | . | . | . | . | . | . | 0 | . | . | . | . | . | . | . | . | . | . | . | 0 | . | . | . | . | . | . | . | . | . | . | . | 0 | . | . | . | . | . | . | . | . | . | . | . | 0 | 0 | 0 | 0 | 0 | 0 | 2020 | solar PV | TRUE
64002 | N | . | Buttercup Solar, LLC | Sol Systems | 61677 | NC | SAT | SERC |  | 22 | 2 | NAICS-22 Non-Cogen | PV | SUN | SUN | CPLE | A |  | . | . | . | . | . | . | . | . | . | . | 0 | 0 | . | . | . | . | . | . | . | . | . | . | 0 | 0 | . | . | . | . | . | . | . | . | . | . | 0 | 0 | . | . | . | . | . | . | . | . | . | . | 2984 | 2522 | . | . | . | . | . | . | . | . | . | . | 2984 | 2522 | . | . | . | . | . | . | . | . | . | . | 340.357 | 287.643 | 0 | 0 | 5506 | 5506 | 628 | 2020 | solar PV | TRUE
64007 | N | . | SulusSolar28 | SulusSolar28 | 63656 | OR | PACC | WECC |  | 22 | 2 | NAICS-22 Non-Cogen | PV | SUN | SUN | PGE | A |  | . | . | . | . | . | . | . | . | . | 0 | 0 | 0 | . | . | . | . | . | . | . | . | . | 0 | 0 | 0 | . | . | . | . | . | . | . | . | . | 0 | 0 | 0 | . | . | . | . | . | . | . | . | . | 2395 | 1184 | 971 | . | . | . | . | . | . | . | . | . | 2395 | 1184 | 971 | . | . | . | . | . | . | . | . | . | 273.167 | 135.102 | 110.731 | 0 | 0 | 4550 | 4550 | 519 | 2020 | solar PV | TRUE
64011 | N | . | Bainbridge Solar | Bainbridge Solar, LLC | 63665 | GA | SAT | SERC |  | 22 | 2 | NAICS-22 Non-Cogen | PV | SUN | SUN | SOCO | A |  | 0 | 0 | 0 | 0 | 0 | 0 | 0 | 0 | 0 | 0 | 0 | 0 | 0 | 0 | 0 | 0 | 0 | 0 | 0 | 0 | 0 | 0 | 0 | 0 | 0 | 0 | 0 | 0 | 0 | 0 | 0 | 0 | 0 | 0 | 0 | 0 | 1091 | 1124 | 1546 | 1889 | 2185 | 1852 | 2006 | 1826 | 1439 | 1469 | 1222 | 1176 | 1091 | 1124 | 1546 | 1889 | 2185 | 1852 | 2006 | 1826 | 1439 | 1469 | 1222 | 1176 | 124.449 | 128.219 | 176.287 | 215.424 | 249.212 | 211.241 | 228.756 | 208.242 | 164.183 | 167.56 | 139.342 | 134.085 | 0 | 0 | 18825 | 18825 | 2147 | 2020 | solar PV | TRUE
64014 | N | . | 28 Livermore Hill Road Solar | 28 Livermore Hill Road Solar, LLC | 63663 | MA | NEW | NPCC |  | 22 | 2 | NAICS-22 Non-Cogen | PV | SUN | SUN | ISNE | A |  | . | . | . | . | . | 0 | 0 | 0 | 0 | 0 | 0 | 0 | . | . | . | . | . | 0 | 0 | 0 | 0 | 0 | 0 | 0 | . | . | . | . | . | 0 | 0 | 0 | 0 | 0 | 0 | 0 | . | . | . | . | . | 5630 | 5544 | 5241 | 4550 | 3308 | 2366 | 1801 | . | . | . | . | . | 5630 | 5544 | 5241 | 4550 | 3308 | 2366 | 1801 | . | . | . | . | . | 642.156 | 632.385 | 597.795 | 519.04 | 377.359 | 269.877 | 205.388 | 0 | 0 | 28440 | 28440 | 3244 | 2020 | solar PV | TRUE
64017 | N | . | Brick Church Solar | Brick Church Solar 1, LLC | 63661 | NY | MAT | NPCC |  | 22 | 2 | NAICS-22 Non-Cogen | PV | SUN | SUN | NYIS | A |  | 0 | 0 | 0 | 0 | 0 | 0 | 0 | 0 | 0 | 0 | 0 | 0 | 0 | 0 | 0 | 0 | 0 | 0 | 0 | 0 | 0 | 0 | 0 | 0 | 0 | 0 | 0 | 0 | 0 | 0 | 0 | 0 | 0 | 0 | 0 | 0 | 3151 | 3518 | 5087 | 5101 | 6698 | 6733 | 6404 | 5438 | 5347 | 3796 | 3496 | 2365 | 3151 | 3518 | 5087 | 5101 | 6698 | 6733 | 6404 | 5438 | 5347 | 3796 | 3496 | 2365 | 359.417 | 401.276 | 580.209 | 581.796 | 764.01 | 768.048 | 730.481 | 620.229 | 609.954 | 433.039 | 398.788 | 269.753 | 0 | 0 | 57134 | 57134 | 6517 | 2020 | solar PV | TRUE
64018 | N | . | Route 76 Boone Solar 1 | Route 76 Boone Solar 1, LLC | 63660 | IL | ENC | RFC |  | 22 | 2 | NAICS-22 Non-Cogen | PV | SUN | SUN | PJM | A |  | . | . | . | . | . | . | . | . | . | 0 | 0 | 0 | . | . | . | . | . | . | . | . | . | 0 | 0 | 0 | . | . | . | . | . | . | . | . | . | 0 | 0 | 0 | . | . | . | . | . | . | . | . | . | 2594 | 2228 | 1551 | . | . | . | . | . | . | . | . | . | 2594 | 2228 | 1551 | . | . | . | . | . | . | . | . | . | 295.916 | 254.135 | 176.949 | 0 | 0 | 6373 | 6373 | 727 | 2020 | solar PV | TRUE
64020 | N | . | West Riverside Energy Center | Wisconsin Power & Light Co | 20856 | WI | ENC | MRO |  | 22 | 1 | Electric Utility | CA | NG | NG | MISO | M | mcf | . | . | . | . | 0 | 0 | 0 | 0 | 0 | 0 | 0 | 0 | . | . | . | . | 0 | 0 | 0 | 0 | 0 | 0 | 0 | 0 | . | . | . | . | 0 | 0 | 0 | 0 | 0 | 0 | 0 | 0 | . | . | . | . | 0 | 0 | 0 | 0 | 0 | 0 | 0 | 0 | . | . | . | . | 0 | 0 | 0 | 0 | 0 | 0 | 0 | 0 | . | . | . | . | 58679 | 42072 | 49085 | 133629 | 93439 | 132605 | 50181 | 122423 | 0 | 0 | 0 | 0 | 682113 | 2020 | natural gas nonpeaker - preexisting nonretiring | TRUE
64020 | N | . | West Riverside Energy Center | Wisconsin Power & Light Co | 20856 | WI | ENC | MRO |  | 22 | 1 | Electric Utility | CT | NG | NG | MISO | M | mcf | . | . | . | . | 1605483 | 830770 | 923272 | 2294599 | 1795228 | 2460629 | 960557 | 2274291 | . | . | . | . | 1605483 | 830770 | 923272 | 2294599 | 1795228 | 2460629 | 960557 | 2274291 | . | . | . | . | 1.056 | 1.05 | 1.05 | 1.071 | 1.071 | 1.071 | 1.063 | 1.054 | . | . | . | . | 1695390 | 872309 | 969436 | 2457516 | 1922689 | 2635334 | 1021072 | 2397103 | . | . | . | . | 1695390 | 872309 | 969436 | 2457516 | 1922689 | 2635334 | 1021072 | 2397103 | . | . | . | . | 150190 | 81191 | 87737 | 219495 | 164434 | 232983 | 90188 | 228136 | 13144829 | 13144829 | 13970849 | 13970849 | 1254354 | 2020 | natural gas nonpeaker - preexisting nonretiring | TRUE
64021 | N | . | Alden Solar CSG LLC | Greenbacker Renewable Energy Corporation | 60025 | CO | MTN | WECC |  | 22 | 2 | NAICS-22 Non-Cogen | PV | SUN | SUN | PSCO | A |  | . | . | 0 | 0 | 0 | 0 | 0 | 0 | 0 | 0 | 0 | 0 | . | . | 0 | 0 | 0 | 0 | 0 | 0 | 0 | 0 | 0 | 0 | . | . | 0 | 0 | 0 | 0 | 0 | 0 | 0 | 0 | 0 | 0 | . | . | 2253 | 2518 | 2923 | 2834 | 2937 | 2394 | 2333 | 1758 | 1515 | 1145 | . | . | 2253 | 2518 | 2923 | 2834 | 2937 | 2394 | 2333 | 1758 | 1515 | 1145 | . | . | 256.947 | 287.164 | 333.457 | 323.282 | 335.055 | 273.076 | 266.134 | 200.525 | 172.797 | 130.563 | 0 | 0 | 22610 | 22610 | 2579 | 2020 | solar PV | TRUE
64023 | N | . | 10 Finderne Avenue Solar, LLC | Greenbacker Renewable Energy Corporation | 60025 | NJ | MAT | RFC |  | 22 | 2 | NAICS-22 Non-Cogen | PV | SUN | SUN | PJM | A |  | 0 | 0 | 0 | 0 | 0 | 0 | 0 | 0 | 0 | 0 | 0 | 0 | 0 | 0 | 0 | 0 | 0 | 0 | 0 | 0 | 0 | 0 | 0 | 0 | 0 | 0 | 0 | 0 | 0 | 0 | 0 | 0 | 0 | 0 | 0 | 0 | 1352 | 1519 | 2176 | 2263 | 2962 | 3109 | 2928 | 2530 | 2325 | 1679 | 1540 | 1067 | 1352 | 1519 | 2176 | 2263 | 2962 | 3109 | 2928 | 2530 | 2325 | 1679 | 1540 | 1067 | 154.262 | 173.315 | 248.228 | 258.129 | 337.822 | 354.621 | 333.998 | 288.586 | 265.163 | 191.48 | 175.706 | 121.69 | 0 | 0 | 25450 | 25450 | 2903 | 2020 | solar PV | TRUE
64024 | N | . | Monte Vista Solar 2 CSG, LLC | Greenbacker Renewable Energy Corporation | 60025 | CO | MTN | WECC |  | 22 | 2 | NAICS-22 Non-Cogen | PV | SUN | SUN | PSCO | A |  | . | . | . | . | 0 | 0 | 0 | 0 | 0 | 0 | 0 | 0 | . | . | . | . | 0 | 0 | 0 | 0 | 0 | 0 | 0 | 0 | . | . | . | . | 0 | 0 | 0 | 0 | 0 | 0 | 0 | 0 | . | . | . | . | 3629 | 3518 | 3646 | 2972 | 2896 | 2182 | 1881 | 1421 | . | . | . | . | 3629 | 3518 | 3646 | 2972 | 2896 | 2182 | 1881 | 1421 | . | . | . | . | 413.936 | 401.305 | 415.918 | 338.982 | 330.364 | 248.921 | 214.501 | 162.073 | 0 | 0 | 22145 | 22145 | 2526 | 2020 | solar PV | TRUE
64025 | N | . | 101 Carnegie Center Solar, LLC | Greenbacker Renewable Energy Corporation | 60025 | NJ | MAT | RFC |  | 22 | 2 | NAICS-22 Non-Cogen | PV | SUN | SUN | PJM | A |  | . | . | . | . | . | . | . | . | . | . | 0 | 0 | . | . | . | . | . | . | . | . | . | . | 0 | 0 | . | . | . | . | . | . | . | . | . | . | 0 | 0 | . | . | . | . | . | . | . | . | . | . | 782 | 542 | . | . | . | . | . | . | . | . | . | . | 782 | 542 | . | . | . | . | . | . | . | . | . | . | 89.213 | 61.787 | 0 | 0 | 1324 | 1324 | 151 | 2020 | solar PV | TRUE
64030 | N | . | Kenmare - Sullivan Community College | Goldman Sachs Renewable Power Group | 61944 | NY | MAT | NPCC |  | 22 | 2 | NAICS-22 Non-Cogen | PV | SUN | SUN | NYIS | A |  | 0 | 0 | 0 | 0 | 0 | 0 | 0 | 0 | 0 | 0 | 0 | 0 | 0 | 0 | 0 | 0 | 0 | 0 | 0 | 0 | 0 | 0 | 0 | 0 | 0 | 0 | 0 | 0 | 0 | 0 | 0 | 0 | 0 | 0 | 0 | 0 | 1231 | 1375 | 1988 | 1993 | 2618 | 2632 | 2503 | 2125 | 2090 | 1484 | 1366 | 924 | 1231 | 1375 | 1988 | 1993 | 2618 | 2632 | 2503 | 2125 | 2090 | 1484 | 1366 | 924 | 140.468 | 156.828 | 226.76 | 227.38 | 298.594 | 300.172 | 285.489 | 242.4 | 238.385 | 169.242 | 155.856 | 105.426 | 0 | 0 | 22329 | 22329 | 2547 | 2020 | solar PV | TRUE
64031 | N | . | Fremont CO 1, LLC | Greenbacker Renewable Energy Corporation | 60025 | CO | MTN | WECC |  | 22 | 2 | NAICS-22 Non-Cogen | PV | SUN | SUN | PSCO | A |  | 0 | 0 | 0 | 0 | 0 | 0 | 0 | 0 | 0 | 0 | 0 | 0 | 0 | 0 | 0 | 0 | 0 | 0 | 0 | 0 | 0 | 0 | 0 | 0 | 0 | 0 | 0 | 0 | 0 | 0 | 0 | 0 | 0 | 0 | 0 | 0 | 1496 | 1576 | 2415 | 2699 | 3134 | 3038 | 3149 | 2566 | 2501 | 1884 | 1624 | 1227 | 1496 | 1576 | 2415 | 2699 | 3134 | 3038 | 3149 | 2566 | 2501 | 1884 | 1624 | 1227 | 170.68 | 179.792 | 275.431 | 307.822 | 357.445 | 346.539 | 359.158 | 292.721 | 285.279 | 214.95 | 185.228 | 139.955 | 0 | 0 | 27309 | 27309 | 3115 | 2020 | solar PV | TRUE
64033 | N | . | GreenparkSolar | GreenparkSolar | 63671 | OR | PACC | WECC |  | 22 | 2 | NAICS-22 Non-Cogen | PV | SUN | SUN | PGE | A |  | . | . | . | . | . | . | . | . | . | . | 0 | 0 | . | . | . | . | . | . | . | . | . | . | 0 | 0 | . | . | . | . | . | . | . | . | . | . | 0 | 0 | . | . | . | . | . | . | . | . | . | . | 732 | 600 | . | . | . | . | . | . | . | . | . | . | 732 | 600 | . | . | . | . | . | . | . | . | . | . | 83.534 | 68.466 | 0 | 0 | 1332 | 1332 | 152 | 2020 | solar PV | TRUE
64034 | N | . | SulusSolar25 | SulusSolar25 | 63670 | OR | PACC | WECC |  | 22 | 2 | NAICS-22 Non-Cogen | PV | SUN | SUN | PGE | A |  | . | . | . | . | . | . | . | . | . | 0 | 0 | 0 | . | . | . | . | . | . | . | . | . | 0 | 0 | 0 | . | . | . | . | . | . | . | . | . | 0 | 0 | 0 | . | . | . | . | . | . | . | . | . | 974 | 482 | 395 | . | . | . | . | . | . | . | . | . | 974 | 482 | 395 | . | . | . | . | . | . | . | . | . | 111.056 | 54.926 | 45.018 | 0 | 0 | 1851 | 1851 | 211 | 2020 | solar PV | TRUE
64035 | N | . | Powatan Road Solar | Red Toad Powatan Phase 2 LLC | 63633 | NC | SAT | SERC |  | 22 | 2 | NAICS-22 Non-Cogen | PV | SUN | SUN | CPLE | A |  | . | . | . | . | . | . | . | . | . | . | . | 0 | . | . | . | . | . | . | . | . | . | . | . | 0 | . | . | . | . | . | . | . | . | . | . | . | 0 | . | . | . | . | . | . | . | . | . | . | . | 351 | . | . | . | . | . | . | . | . | . | . | . | 351 | . | . | . | . | . | . | . | . | . | . | . | 40 | 0 | 0 | 351 | 351 | 40 | 2020 | solar PV | TRUE
64040 | N | . | Apple Canyon Lake Solar | ACM Solar, LLC. | 63680 | IL | ENC | MRO |  | 22 | 2 | NAICS-22 Non-Cogen | PV | SUN | SUN | MISO | A |  | . | . | . | . | . | . | . | . | . | . | . | 0 | . | . | . | . | . | . | . | . | . | . | . | 0 | . | . | . | . | . | . | . | . | . | . | . | 0 | . | . | . | . | . | . | . | . | . | . | . | 587 | . | . | . | . | . | . | . | . | . | . | . | 587 | . | . | . | . | . | . | . | . | . | . | . | 67 | 0 | 0 | 587 | 587 | 67 | 2020 | solar PV | TRUE
64041 | N | . | Wappinger 9D Solar | Wappinger 9D Solar, LLC | 63681 | NY | MAT | NPCC |  | 22 | 2 | NAICS-22 Non-Cogen | PV | SUN | SUN | NYIS | A |  | 0 | 0 | 0 | 0 | 0 | 0 | 0 | 0 | 0 | 0 | 0 | 0 | 0 | 0 | 0 | 0 | 0 | 0 | 0 | 0 | 0 | 0 | 0 | 0 | 0 | 0 | 0 | 0 | 0 | 0 | 0 | 0 | 0 | 0 | 0 | 0 | 1660 | 1853 | 2680 | 2687 | 3528 | 3547 | 3374 | 2864 | 2817 | 2000 | 1842 | 1246 | 1660 | 1853 | 2680 | 2687 | 3528 | 3547 | 3374 | 2864 | 2817 | 2000 | 1842 | 1246 | 189.332 | 211.383 | 305.64 | 306.476 | 402.462 | 404.59 | 384.8 | 326.722 | 321.309 | 228.115 | 210.072 | 142.099 | 0 | 0 | 30098 | 30098 | 3433 | 2020 | solar PV | TRUE
64042 | N | . | Montague Road Solar | Montague Road Solar, LLC | 63682 | MA | NEW | NPCC |  | 22 | 2 | NAICS-22 Non-Cogen | PV | SUN | SUN | ISNE | A |  | 0 | 0 | 0 | 0 | 0 | 0 | 0 | 0 | 0 | 0 | 0 | 0 | 0 | 0 | 0 | 0 | 0 | 0 | 0 | 0 | 0 | 0 | 0 | 0 | 0 | 0 | 0 | 0 | 0 | 0 | 0 | 0 | 0 | 0 | 0 | 0 | 2025 | 2652 | 4035 | 3869 | 5455 | 5154 | 5075 | 4798 | 4166 | 3029 | 2166 | 1648 | 2025 | 2652 | 4035 | 3869 | 5455 | 5154 | 5075 | 4798 | 4166 | 3029 | 2166 | 1648 | 230.957 | 302.514 | 460.301 | 441.338 | 622.203 | 587.855 | 578.91 | 547.245 | 475.15 | 345.45 | 247.056 | 188.021 | 0 | 0 | 44072 | 44072 | 5027 | 2020 | solar PV | TRUE
64044 | N | . | Off Airport Road - West | Off Airport Road - West, LLC | 63684 | NY | MAT | NPCC |  | 22 | 2 | NAICS-22 Non-Cogen | PV | SUN | SUN | NYIS | A |  | 0 | 0 | 0 | 0 | 0 | 0 | 0 | 0 | 0 | 0 | 0 | 0 | 0 | 0 | 0 | 0 | 0 | 0 | 0 | 0 | 0 | 0 | 0 | 0 | 0 | 0 | 0 | 0 | 0 | 0 | 0 | 0 | 0 | 0 | 0 | 0 | 2621 | 2926 | 4231 | 4243 | 5572 | 5601 | 5327 | 4523 | 4448 | 3158 | 2908 | 1967 | 2621 | 2926 | 4231 | 4243 | 5572 | 5601 | 5327 | 4523 | 4448 | 3158 | 2908 | 1967 | 298.973 | 333.791 | 482.632 | 483.952 | 635.522 | 638.881 | 607.632 | 515.922 | 507.374 | 360.212 | 331.722 | 224.387 | 0 | 0 | 47525 | 47525 | 5421 | 2020 | solar PV | TRUE
64045 | N | . | Fitchburg Renewables | Fitchburg Renewables, LLC | 63685 | MA | NEW | NPCC |  | 22 | 2 | NAICS-22 Non-Cogen | PV | SUN | SUN | ISNE | A |  | . | . | 0 | 0 | 0 | 0 | 0 | 0 | 0 | 0 | 0 | 0 | . | . | 0 | 0 | 0 | 0 | 0 | 0 | 0 | 0 | 0 | 0 | . | . | 0 | 0 | 0 | 0 | 0 | 0 | 0 | 0 | 0 | 0 | . | . | 4059 | 3892 | 5487 | 5184 | 5105 | 4826 | 4190 | 3046 | 2179 | 1658 | . | . | 4059 | 3892 | 5487 | 5184 | 5105 | 4826 | 4190 | 3046 | 2179 | 1658 | . | . | 463.013 | 443.938 | 625.868 | 591.318 | 582.32 | 550.469 | 477.949 | 347.485 | 248.512 | 189.128 | 0 | 0 | 39626 | 39626 | 4520 | 2020 | solar PV | TRUE
64046 | N | . | 6140 Route 209 - North | 6140 Route 209 - North, LLC | 63686 | NY | MAT | NPCC |  | 22 | 2 | NAICS-22 Non-Cogen | PV | SUN | SUN | NYIS | A |  | 0 | 0 | 0 | 0 | 0 | 0 | 0 | 0 | 0 | 0 | 0 | 0 | 0 | 0 | 0 | 0 | 0 | 0 | 0 | 0 | 0 | 0 | 0 | 0 | 0 | 0 | 0 | 0 | 0 | 0 | 0 | 0 | 0 | 0 | 0 | 0 | 3333 | 3721 | 5380 | 5395 | 7085 | 7122 | 6774 | 5751 | 5656 | 4015 | 3698 | 2501 | 3333 | 3721 | 5380 | 5395 | 7085 | 7122 | 6774 | 5751 | 5656 | 4015 | 3698 | 2501 | 380.155 | 424.427 | 613.685 | 615.363 | 808.09 | 812.361 | 772.626 | 656.013 | 645.145 | 458.023 | 421.796 | 285.316 | 0 | 0 | 60431 | 60431 | 6893 | 2020 | solar PV | TRUE
64048 | N | . | SulusSolar29 | SulusSolar29 | 63688 | OR | PACC | WECC |  | 22 | 2 | NAICS-22 Non-Cogen | PV | SUN | SUN | PGE | A |  | . | . | . | . | . | . | . | . | . | . | . | 0 | . | . | . | . | . | . | . | . | . | . | . | 0 | . | . | . | . | . | . | . | . | . | . | . | 0 | . | . | . | . | . | . | . | . | . | . | . | 1736 | . | . | . | . | . | . | . | . | . | . | . | 1736 | . | . | . | . | . | . | . | . | . | . | . | 198 | 0 | 0 | 1736 | 1736 | 198 | 2020 | solar PV | TRUE
64051 | N | . | Orchard Windfarm 2, LLC | Orchard Windfarm, LLC | 62758 | OR | PACC | WECC |  | 22 | 2 | NAICS-22 Non-Cogen | WT | WND | WND | BPAT | A |  | . | . | . | . | . | . | . | . | . | . | . | 0 | . | . | . | . | . | . | . | . | . | . | . | 0 | . | . | . | . | . | . | . | . | . | . | . | 0 | . | . | . | . | . | . | . | . | . | . | . | 1613 | . | . | . | . | . | . | . | . | . | . | . | 1613 | . | . | . | . | . | . | . | . | . | . | . | 184 | 0 | 0 | 1613 | 1613 | 184 | 2020 | onshore wind | TRUE
64052 | N | . | Orchard Windfarm 3, LLC | Orchard Windfarm, LLC | 62758 | OR | PACC | WECC |  | 22 | 2 | NAICS-22 Non-Cogen | WT | WND | WND | BPAT | A |  | . | . | . | . | . | . | . | . | . | . | . | 0 | . | . | . | . | . | . | . | . | . | . | . | 0 | . | . | . | . | . | . | . | . | . | . | . | 0 | . | . | . | . | . | . | . | . | . | . | . | 1411 | . | . | . | . | . | . | . | . | . | . | . | 1411 | . | . | . | . | . | . | . | . | . | . | . | 161 | 0 | 0 | 1411 | 1411 | 161 | 2020 | onshore wind | TRUE
64053 | N | . | Orchard Windfarm 4, LLC | Orchard Windfarm, LLC | 62758 | OR | PACC | WECC |  | 22 | 2 | NAICS-22 Non-Cogen | WT | WND | WND | PACW | A |  | . | . | . | . | . | . | . | . | . | . | . | 0 | . | . | . | . | . | . | . | . | . | . | . | 0 | . | . | . | . | . | . | . | . | . | . | . | 0 | . | . | . | . | . | . | . | . | . | . | . | 517 | . | . | . | . | . | . | . | . | . | . | . | 517 | . | . | . | . | . | . | . | . | . | . | . | 59 | 0 | 0 | 517 | 517 | 59 | 2020 | onshore wind | TRUE
64055 | N | . | Wonderful Orchards - New Columbia | Wonderful Renewable Energy, LLC. | 63689 | CA | PACC | WECC |  | 111 | 6 | Industrial NAICS Non-Cogen | PV | SUN | SUN | CISO | A |  | . | . | . | . | . | . | . | . | 0 | 0 | 0 | 0 | . | . | . | . | . | . | . | . | 0 | 0 | 0 | 0 | . | . | . | . | . | . | . | . | 0 | 0 | 0 | 0 | . | . | . | . | . | . | . | . | 0 | 0 | 0 | 0 | . | . | . | . | . | . | . | . | 0 | 0 | 0 | 0 | . | . | . | . | . | . | . | . | 0 | 0 | 0 | 0 | 0 | 0 | 0 | 0 | 0 | 2020 | solar PV | FALSE
64057 | N | . | Wheatridge 1 | Portland General Electric Co | 15248 | OR | PACC | WECC |  | 22 | 1 | Electric Utility | WT | WND | WND | BPAT | M |  | . | . | . | . | . | . | . | . | . | . | . | 0 | . | . | . | . | . | . | . | . | . | . | . | 0 | . | . | . | . | . | . | . | . | . | . | . | 0 | . | . | . | . | . | . | . | . | . | . | . | 142087 | . | . | . | . | . | . | . | . | . | . | . | 142087 | . | . | . | . | . | . | . | . | . | . | . | 16207 | 0 | 0 | 142087 | 142087 | 16207 | 2020 | onshore wind | TRUE
64058 | N | . | 2662 Freeport Solar 1 CSG | 2662 Freeport Solar 1, LLC | 63691 | IL | ENC | SERC |  | 22 | 2 | NAICS-22 Non-Cogen | PV | SUN | SUN | MISO | A |  | . | . | . | . | . | . | . | . | . | . | . | 0 | . | . | . | . | . | . | . | . | . | . | . | 0 | . | . | . | . | . | . | . | . | . | . | . | 0 | . | . | . | . | . | . | . | . | . | . | . | 2762 | . | . | . | . | . | . | . | . | . | . | . | 2762 | . | . | . | . | . | . | . | . | . | . | . | 315 | 0 | 0 | 2762 | 2762 | 315 | 2020 | solar PV | TRUE
64059 | N | . | Whiteside Solar 1 CSG | Whiteside Solar 1, LLC | 63692 | IL | ENC | SERC |  | 22 | 2 | NAICS-22 Non-Cogen | PV | SUN | SUN | MISO | A |  | . | . | . | . | . | . | . | . | . | . | . | 0 | . | . | . | . | . | . | . | . | . | . | . | 0 | . | . | . | . | . | . | . | . | . | . | . | 0 | . | . | . | . | . | . | . | . | . | . | . | 53 | . | . | . | . | . | . | . | . | . | . | . | 53 | . | . | . | . | . | . | . | . | . | . | . | 6 | 0 | 0 | 53 | 53 | 6 | 2020 | solar PV | TRUE
64060 | N | . | SELCO Communitiy Solar | Massachusetts Mun Wholes Electric Co | 11806 | MA | NEW | NPCC |  | 22 | 1 | Electric Utility | PV | SUN | SUN | ISNE | A |  | 0 | 0 | 0 | 0 | 0 | 0 | 0 | 0 | 0 | 0 | 0 | 0 | 0 | 0 | 0 | 0 | 0 | 0 | 0 | 0 | 0 | 0 | 0 | 0 | 0 | 0 | 0 | 0 | 0 | 0 | 0 | 0 | 0 | 0 | 0 | 0 | 2 | 2 | 3 | 3 | 4 | 4 | 4 | 4 | 3 | 2 | 2 | 1 | 2 | 2 | 3 | 3 | 4 | 4 | 4 | 4 | 3 | 2 | 2 | 1 | 0.183 | 0.241 | 0.366 | 0.351 | 0.495 | 0.468 | 0.461 | 0.435 | 0.378 | 0.275 | 0.197 | 0.15 | 0 | 0 | 34 | 34 | 4 | 2020 | solar PV | TRUE
64072 | N | . | Camp Ripley Solar | Camp Riley Solar Facility | 63704 | MN | WNC | MRO |  | 22 | 1 | Electric Utility | PV | SUN | SUN | MISO | A |  | 0 | 0 | 0 | 0 | 0 | 0 | 0 | 0 | 0 | 0 | 0 | 0 | 0 | 0 | 0 | 0 | 0 | 0 | 0 | 0 | 0 | 0 | 0 | 0 | 0 | 0 | 0 | 0 | 0 | 0 | 0 | 0 | 0 | 0 | 0 | 0 | 4414 | 9788 | 11875 | 15700 | 16331 | 17701 | 17069 | 16902 | 11919 | 8919 | 6826 | 4274 | 4414 | 9788 | 11875 | 15700 | 16331 | 17701 | 17069 | 16902 | 11919 | 8919 | 6826 | 4274 | 503.438 | 1116.44 | 1354.564 | 1790.832 | 1862.833 | 2019.103 | 1946.96 | 1927.871 | 1359.49 | 1017.391 | 778.604 | 487.474 | 0 | 0 | 141718 | 141718 | 16165 | 2020 | solar PV | TRUE
64074 | N | . | Cimarron Bend III | Enel Kansas, LLC | 61372 | KS | WNC | MRO |  | 22 | 2 | NAICS-22 Non-Cogen | WT | WND | WND | SWPP | M |  | . | . | . | . | . | . | . | . | . | . | 0 | 0 | . | . | . | . | . | . | . | . | . | . | 0 | 0 | . | . | . | . | . | . | . | . | . | . | 0 | 0 | . | . | . | . | . | . | . | . | . | . | 71846 | 388054 | . | . | . | . | . | . | . | . | . | . | 71846 | 388054 | . | . | . | . | . | . | . | . | . | . | 8195 | 44263 | 0 | 0 | 459900 | 459900 | 52458 | 2020 | onshore wind | TRUE
64078 | N | . | Pittsfield Solar LLC | Pittsfiled Solar LLC | 63712 | ME | NEW | NPCC |  | 22 | 2 | NAICS-22 Non-Cogen | PV | SUN | SUN | ISNE | A |  | 0 | 0 | 0 | 0 | 0 | 0 | 0 | 0 | 0 | 0 | 0 | 0 | 0 | 0 | 0 | 0 | 0 | 0 | 0 | 0 | 0 | 0 | 0 | 0 | 0 | 0 | 0 | 0 | 0 | 0 | 0 | 0 | 0 | 0 | 0 | 0 | 5681 | 7811 | 12533 | 12437 | 17568 | 16872 | 16884 | 14659 | 13299 | 9363 | 7038 | 4399 | 5681 | 7811 | 12533 | 12437 | 17568 | 16872 | 16884 | 14659 | 13299 | 9363 | 7038 | 4399 | 647.954 | 890.921 | 1429.605 | 1418.637 | 2003.919 | 1924.477 | 1925.869 | 1672.108 | 1516.938 | 1067.967 | 802.832 | 501.773 | 0 | 0 | 138544 | 138544 | 15803 | 2020 | solar PV | TRUE
64079 | N | . | CatanSolar | CatanSolar | 63713 | TX | WSC | TRE |  | 22 | 2 | NAICS-22 Non-Cogen | PV | SUN | SUN | ERCO | A |  | . | . | . | . | . | . | . | . | . | . | . | 0 | . | . | . | . | . | . | . | . | . | . | . | 0 | . | . | . | . | . | . | . | . | . | . | . | 0 | . | . | . | . | . | . | . | . | . | . | . | 10678 | . | . | . | . | . | . | . | . | . | . | . | 10678 | . | . | . | . | . | . | . | . | . | . | . | 1218 | 0 | 0 | 10678 | 10678 | 1218 | 2020 | solar PV | TRUE
64080 | N | . | Dane County Airport Solar | Madison Gas & Electric Co | 11479 | WI | ENC | MRO |  | 22 | 1 | Electric Utility | PV | SUN | SUN | MISO | A |  | . | . | . | . | . | . | . | . | . | . | . | 0 | . | . | . | . | . | . | . | . | . | . | . | 0 | . | . | . | . | . | . | . | . | . | . | . | 0 | . | . | . | . | . | . | . | . | . | . | . | 2104 | . | . | . | . | . | . | . | . | . | . | . | 2104 | . | . | . | . | . | . | . | . | . | . | . | 240 | 0 | 0 | 2104 | 2104 | 240 | 2020 | solar PV | TRUE
64084 | N | . | Blanchard Road 1 Community Solar | OYA Blanchard Road LLC | 63707 | NY | MAT | NPCC |  | 22 | 2 | NAICS-22 Non-Cogen | PV | SUN | SUN | NYIS | A |  | 0 | 0 | 0 | 0 | 0 | 0 | 0 | 0 | 0 | 0 | 0 | 0 | 0 | 0 | 0 | 0 | 0 | 0 | 0 | 0 | 0 | 0 | 0 | 0 | 0 | 0 | 0 | 0 | 0 | 0 | 0 | 0 | 0 | 0 | 0 | 0 | 1831 | 2044 | 2955 | 2963 | 3891 | 3912 | 3720 | 3159 | 3107 | 2206 | 2031 | 1374 | 1831 | 2044 | 2955 | 2963 | 3891 | 3912 | 3720 | 3159 | 3107 | 2206 | 2031 | 1374 | 208.799 | 233.118 | 337.068 | 337.99 | 443.846 | 446.192 | 424.367 | 360.317 | 354.348 | 251.571 | 231.673 | 156.711 | 0 | 0 | 33193 | 33193 | 3786 | 2020 | solar PV | TRUE
64085 | N | . | North Providence | Captona N.P. LLC | 63693 | RI | NEW | NPCC |  | 22 | 2 | NAICS-22 Non-Cogen | PV | SUN | SUN | ISNE | A |  | 0 | 0 | 0 | 0 | 0 | 0 | 0 | 0 | 0 | 0 | 0 | 0 | 0 | 0 | 0 | 0 | 0 | 0 | 0 | 0 | 0 | 0 | 0 | 0 | 0 | 0 | 0 | 0 | 0 | 0 | 0 | 0 | 0 | 0 | 0 | 0 | 1333 | 1833 | 2942 | 2919 | 4123 | 3960 | 3963 | 3441 | 3121 | 2197 | 1652 | 1032 | 1333 | 1833 | 2942 | 2919 | 4123 | 3960 | 3963 | 3441 | 3121 | 2197 | 1652 | 1032 | 152.077 | 209.101 | 335.531 | 332.957 | 470.324 | 451.679 | 452.006 | 392.448 | 356.029 | 250.654 | 188.427 | 117.767 | 0 | 0 | 32516 | 32516 | 3709 | 2020 | solar PV | TRUE
64087 | N | . | Blanchard Road 2 Community Solar | OYA Blanchard Road 2 LLC | 63708 | NY | MAT | NPCC |  | 22 | 2 | NAICS-22 Non-Cogen | PV | SUN | SUN | NYIS | A |  | 0 | 0 | 0 | 0 | 0 | 0 | 0 | 0 | 0 | 0 | 0 | 0 | 0 | 0 | 0 | 0 | 0 | 0 | 0 | 0 | 0 | 0 | 0 | 0 | 0 | 0 | 0 | 0 | 0 | 0 | 0 | 0 | 0 | 0 | 0 | 0 | 1871 | 2089 | 3021 | 3029 | 3978 | 3999 | 3803 | 3229 | 3175 | 2254 | 2076 | 1404 | 1871 | 2089 | 3021 | 3029 | 3978 | 3999 | 3803 | 3229 | 3175 | 2254 | 2076 | 1404 | 213.434 | 238.29 | 344.547 | 345.489 | 453.693 | 456.091 | 433.782 | 368.311 | 362.21 | 257.152 | 236.813 | 160.188 | 0 | 0 | 33928 | 33928 | 3870 | 2020 | solar PV | TRUE
64090 | N | . | NYS Rte 12 Community Solar | OYA NYS Rte 12 LLC | 63709 | NY | MAT | NPCC |  | 22 | 2 | NAICS-22 Non-Cogen | PV | SUN | SUN | NYIS | A |  | 0 | 0 | 0 | 0 | 0 | 0 | 0 | 0 | 0 | 0 | 0 | 0 | 0 | 0 | 0 | 0 | 0 | 0 | 0 | 0 | 0 | 0 | 0 | 0 | 0 | 0 | 0 | 0 | 0 | 0 | 0 | 0 | 0 | 0 | 0 | 0 | 1966 | 2195 | 3174 | 3182 | 4179 | 4201 | 3996 | 3393 | 3336 | 2369 | 2181 | 1475 | 1966 | 2195 | 3174 | 3182 | 4179 | 4201 | 3996 | 3393 | 3336 | 2369 | 2181 | 1475 | 224.242 | 250.359 | 361.997 | 362.986 | 476.671 | 479.191 | 455.752 | 386.965 | 380.554 | 270.176 | 248.807 | 168.3 | 0 | 0 | 35647 | 35647 | 4066 | 2020 | solar PV | TRUE
64091 | N | . | Moore Road Community Solar | OYA 2643 Moore Road LLC | 63710 | NY | MAT | NPCC |  | 22 | 2 | NAICS-22 Non-Cogen | PV | SUN | SUN | NYIS | A |  | 0 | 0 | 0 | 0 | 0 | 0 | 0 | 0 | 0 | 0 | 0 | 0 | 0 | 0 | 0 | 0 | 0 | 0 | 0 | 0 | 0 | 0 | 0 | 0 | 0 | 0 | 0 | 0 | 0 | 0 | 0 | 0 | 0 | 0 | 0 | 0 | 1440 | 1608 | 2324 | 2331 | 3061 | 3077 | 2926 | 2485 | 2444 | 1735 | 1598 | 1081 | 1440 | 1608 | 2324 | 2331 | 3061 | 3077 | 2926 | 2485 | 2444 | 1735 | 1598 | 1081 | 164.239 | 183.366 | 265.132 | 265.857 | 349.121 | 350.966 | 333.799 | 283.419 | 278.724 | 197.881 | 182.23 | 123.266 | 0 | 0 | 26110 | 26110 | 2978 | 2020 | solar PV | TRUE
64092 | N | . | Great Lakes Seaway Community Solar | OYA Great Lakes Seaway LLC | 63711 | NY | MAT | NPCC |  | 22 | 2 | NAICS-22 Non-Cogen | PV | SUN | SUN | NYIS | A |  | 0 | 0 | 0 | 0 | 0 | 0 | 0 | 0 | 0 | 0 | 0 | 0 | 0 | 0 | 0 | 0 | 0 | 0 | 0 | 0 | 0 | 0 | 0 | 0 | 0 | 0 | 0 | 0 | 0 | 0 | 0 | 0 | 0 | 0 | 0 | 0 | 1721 | 1922 | 2779 | 2786 | 3659 | 3678 | 3498 | 2970 | 2921 | 2074 | 1910 | 1292 | 1721 | 1922 | 2779 | 2786 | 3659 | 3678 | 3498 | 2970 | 2921 | 2074 | 1910 | 1292 | 196.339 | 219.202 | 316.947 | 317.814 | 417.351 | 419.557 | 399.035 | 338.808 | 333.195 | 236.553 | 217.843 | 147.356 | 0 | 0 | 31210 | 31210 | 3560 | 2020 | solar PV | TRUE
64093 | N | . | Montross Solar | Dominion Energy Inc | 5248 | VA | SAT | SERC |  | 22 | 1 | Electric Utility | PV | SUN | SUN | PJM | A |  | 0 | 0 | 0 | 0 | 0 | 0 | 0 | 0 | 0 | 0 | 0 | 0 | 0 | 0 | 0 | 0 | 0 | 0 | 0 | 0 | 0 | 0 | 0 | 0 | 0 | 0 | 0 | 0 | 0 | 0 | 0 | 0 | 0 | 0 | 0 | 0 | 18581 | 19930 | 27617 | 35466 | 37197 | 41207 | 45423 | 31921 | 26393 | 25382 | 20224 | 15824 | 18581 | 19930 | 27617 | 35466 | 37197 | 41207 | 45423 | 31921 | 26393 | 25382 | 20224 | 15824 | 2119.382 | 2273.311 | 3150.117 | 4045.399 | 4242.86 | 4700.274 | 5181.082 | 3641.071 | 3010.531 | 2895.199 | 2306.833 | 1804.941 | 0 | 0 | 345165 | 345165 | 39371 | 2020 | solar PV | TRUE
64096 | N | . | Samuel Mickle School | Greenbacker Renewable Energy Corporation | 60025 | NJ | MAT | RFC |  | 22 | 2 | NAICS-22 Non-Cogen | PV | SUN | SUN | PJM | A |  | 0 | 0 | 0 | 0 | 0 | 0 | 0 | 0 | 0 | 0 | 0 | 0 | 0 | 0 | 0 | 0 | 0 | 0 | 0 | 0 | 0 | 0 | 0 | 0 | 0 | 0 | 0 | 0 | 0 | 0 | 0 | 0 | 0 | 0 | 0 | 0 | 686 | 770 | 1103 | 1147 | 1502 | 1576 | 1485 | 1283 | 1179 | 851 | 781 | 541 | 686 | 770 | 1103 | 1147 | 1502 | 1576 | 1485 | 1283 | 1179 | 851 | 781 | 541 | 78.22 | 87.882 | 125.867 | 130.888 | 171.296 | 179.815 | 169.357 | 146.331 | 134.454 | 97.092 | 89.094 | 61.704 | 0 | 0 | 12904 | 12904 | 1472 | 2020 | solar PV | TRUE
64097 | N | . | Electric City Solar | Greenbacker Renewable Energy Corporation | 60025 | MI | ENC | RFC |  | 22 | 2 | NAICS-22 Non-Cogen | PV | SUN | SUN | PJM | A |  | . | . | . | . | . | . | . | . | . | . | . | 0 | . | . | . | . | . | . | . | . | . | . | . | 0 | . | . | . | . | . | . | . | . | . | . | . | 0 | . | . | . | . | . | . | . | . | . | . | . | 1368 | . | . | . | . | . | . | . | . | . | . | . | 1368 | . | . | . | . | . | . | . | . | . | . | . | 156 | 0 | 0 | 1368 | 1368 | 156 | 2020 | solar PV | TRUE
64098 | N | . | Tesla Reno GigaFactory | Tesla Inc. | 60947 | NV | MTN | WECC |  | 336 | 6 | Industrial NAICS Non-Cogen | PV | SUN | SUN | NEVP | A |  | 0 | 0 | 0 | 0 | 0 | 0 | 0 | 0 | 0 | 0 | 0 | 0 | 0 | 0 | 0 | 0 | 0 | 0 | 0 | 0 | 0 | 0 | 0 | 0 | 0 | 0 | 0 | 0 | 0 | 0 | 0 | 0 | 0 | 0 | 0 | 0 | 706 | 891 | 951 | 1122 | 1257 | 1348 | 1401 | 1257 | 1096 | 994 | 738 | 610 | 706 | 891 | 951 | 1122 | 1257 | 1348 | 1401 | 1257 | 1096 | 994 | 738 | 610 | 80.476 | 101.605 | 108.529 | 127.967 | 143.34 | 153.764 | 159.749 | 143.404 | 125.052 | 113.336 | 84.227 | 69.551 | 0 | 0 | 12371 | 12371 | 1411 | 2020 | solar PV | FALSE
64099 | N | . | Tweite Community Solar LLC | Tweite Community Solar LLC | 63728 | MN | WNC | MRO |  | 22 | 2 | NAICS-22 Non-Cogen | PV | SUN | SUN | MISO | A |  | . | . | . | . | . | . | . | . | . | . | 0 | 0 | . | . | . | . | . | . | . | . | . | . | 0 | 0 | . | . | . | . | . | . | . | . | . | . | 0 | 0 | . | . | . | . | . | . | . | . | . | . | 447 | 280 | . | . | . | . | . | . | . | . | . | . | 447 | 280 | . | . | . | . | . | . | . | . | . | . | 51.043 | 31.957 | 0 | 0 | 727 | 727 | 83 | 2020 | solar PV | TRUE
64100 | N | . | Morgan Solar 4, LLC CSG | Morgan Solar 4, LLC | 63729 | IL | ENC | SERC |  | 22 | 2 | NAICS-22 Non-Cogen | PV | SUN | SUN | MISO | A |  | . | . | . | . | . | . | . | . | . | . | . | 0 | . | . | . | . | . | . | . | . | . | . | . | 0 | . | . | . | . | . | . | . | . | . | . | . | 0 | . | . | . | . | . | . | . | . | . | . | . | 35 | . | . | . | . | . | . | . | . | . | . | . | 35 | . | . | . | . | . | . | . | . | . | . | . | 4 | 0 | 0 | 35 | 35 | 4 | 2020 | solar PV | TRUE
64101 | N | . | Mid-River PA, LLC (ABE4) | Greenbacker Renewable Energy Corporation | 60025 | PA | MAT | RFC |  | 22 | 2 | NAICS-22 Non-Cogen | PV | SUN | SUN | PJM | A |  | . | . | . | . | . | . | . | . | 0 | 0 | 0 | 0 | . | . | . | . | . | . | . | . | 0 | 0 | 0 | 0 | . | . | . | . | . | . | . | . | 0 | 0 | 0 | 0 | . | . | . | . | . | . | . | . | 3576 | 2680 | 2458 | 1544 | . | . | . | . | . | . | . | . | 3576 | 2680 | 2458 | 1544 | . | . | . | . | . | . | . | . | 407.85 | 305.67 | 280.343 | 176.137 | 0 | 0 | 10258 | 10258 | 1170 | 2020 | solar PV | TRUE
64102 | N | . | GE 19th Hole | DG New York Solar, LLC | 63730 | NY | MAT | NPCC |  | 22 | 2 | NAICS-22 Non-Cogen | PV | SUN | SUN | NYIS | A |  | 0 | 0 | 0 | 0 | 0 | 0 | 0 | 0 | 0 | 0 | 0 | 0 | 0 | 0 | 0 | 0 | 0 | 0 | 0 | 0 | 0 | 0 | 0 | 0 | 0 | 0 | 0 | 0 | 0 | 0 | 0 | 0 | 0 | 0 | 0 | 0 | 5971 | 6667 | 9640 | 9666 | 12693 | 12760 | 12136 | 10304 | 10134 | 7194 | 6625 | 4482 | 5971 | 6667 | 9640 | 9666 | 12693 | 12760 | 12136 | 10304 | 10134 | 7194 | 6625 | 4482 | 681.111 | 760.435 | 1099.522 | 1102.529 | 1447.833 | 1455.485 | 1384.293 | 1175.361 | 1155.889 | 820.628 | 755.721 | 511.193 | 0 | 0 | 108272 | 108272 | 12350 | 2020 | solar PV | TRUE
64103 | N | . | Desert Harvest II LLC | Desert Harvest II LLC | 63731 | CA | PACC | WECC |  | 22 | 2 | NAICS-22 Non-Cogen | BA | MWH | OTH | CISO | M | megawatthours | . | . | . | . | . | . | . | . | . | . | . | 0 | . | . | . | . | . | . | . | . | . | . | . | 0 | . | . | . | . | . | . | . | . | . | . | . | 0 | . | . | . | . | . | . | . | . | . | . | . | 0 | . | . | . | . | . | . | . | . | . | . | . | 0 | . | . | . | . | . | . | . | . | . | . | . | 0 | 0 | 0 | 0 | 0 | 0 | 2020 | other | TRUE
64103 | N | . | Desert Harvest II LLC | Desert Harvest II LLC | 63731 | CA | PACC | WECC |  | 22 | 2 | NAICS-22 Non-Cogen | PV | SUN | SUN | CISO | M |  | . | . | . | . | . | . | . | . | . | . | 0 | 0 | . | . | . | . | . | . | . | . | . | . | 0 | 0 | . | . | . | . | . | . | . | . | . | . | 0 | 0 | . | . | . | . | . | . | . | . | . | . | 93771 | 53128 | . | . | . | . | . | . | . | . | . | . | 93771 | 53128 | . | . | . | . | . | . | . | . | . | . | 10695.96 | 6060 | 0 | 0 | 146899 | 146899 | 16755.96 | 2020 | solar PV | TRUE
64104 | N | . | Maverick Solar 4, LLC | Maverick Solar 4, LLC | 63732 | CA | PACC | RFC |  | 22 | 2 | NAICS-22 Non-Cogen | PV | SUN | SUN | CISO | M |  | . | . | . | . | . | . | . | . | . | . | 0 | 0 | . | . | . | . | . | . | . | . | . | . | 0 | 0 | . | . | . | . | . | . | . | . | . | . | 0 | 0 | . | . | . | . | . | . | . | . | . | . | 107632 | 60992 | . | . | . | . | . | . | . | . | . | . | 107632 | 60992 | . | . | . | . | . | . | . | . | . | . | 12276.99 | 6957 | 0 | 0 | 168624 | 168624 | 19233.99 | 2020 | solar PV | TRUE
64107 | N | . | Canton | Captona Canton LLC | 63735 | MA | NEW | NPCC |  | 22 | 2 | NAICS-22 Non-Cogen | PV | SUN | SUN | ISNE | A |  | 0 | 0 | 0 | 0 | 0 | 0 | 0 | 0 | 0 | 0 | 0 | 0 | 0 | 0 | 0 | 0 | 0 | 0 | 0 | 0 | 0 | 0 | 0 | 0 | 0 | 0 | 0 | 0 | 0 | 0 | 0 | 0 | 0 | 0 | 0 | 0 | 2733 | 3580 | 5448 | 5223 | 7364 | 6957 | 6851 | 6476 | 5623 | 4088 | 2924 | 2225 | 2733 | 3580 | 5448 | 5223 | 7364 | 6957 | 6851 | 6476 | 5623 | 4088 | 2924 | 2225 | 311.771 | 408.367 | 621.366 | 595.767 | 839.918 | 793.551 | 781.477 | 738.732 | 641.41 | 466.326 | 333.504 | 253.811 | 0 | 0 | 59492 | 59492 | 6786 | 2020 | solar PV | TRUE
64108 | N | . | Gold Meadow Farms | Captona Lippitt Ave Cranston LLC | 63737 | RI | NEW | NPCC |  | 22 | 2 | NAICS-22 Non-Cogen | PV | SUN | SUN | ISNE | A |  | 0 | 0 | 0 | 0 | 0 | 0 | 0 | 0 | 0 | 0 | 0 | 0 | 0 | 0 | 0 | 0 | 0 | 0 | 0 | 0 | 0 | 0 | 0 | 0 | 0 | 0 | 0 | 0 | 0 | 0 | 0 | 0 | 0 | 0 | 0 | 0 | 10546 | 14500 | 23267 | 23089 | 32614 | 31321 | 31344 | 27214 | 24689 | 17381 | 13066 | 8166 | 10546 | 14500 | 23267 | 23089 | 32614 | 31321 | 31344 | 27214 | 24689 | 17381 | 13066 | 8166 | 1202.872 | 1653.923 | 2653.946 | 2633.586 | 3720.114 | 3572.636 | 3575.222 | 3104.135 | 2816.074 | 1982.596 | 1490.394 | 931.502 | 0 | 0 | 257197 | 257197 | 29337 | 2020 | solar PV | TRUE
64109 | N | . | Ravenbrook | Captona Ravenbrook LLC | 63738 | MA | NEW | NPCC |  | 22 | 2 | NAICS-22 Non-Cogen | PV | SUN | SUN | ISNE | A |  | 0 | 0 | 0 | 0 | 0 | 0 | 0 | 0 | 0 | 0 | 0 | 0 | 0 | 0 | 0 | 0 | 0 | 0 | 0 | 0 | 0 | 0 | 0 | 0 | 0 | 0 | 0 | 0 | 0 | 0 | 0 | 0 | 0 | 0 | 0 | 0 | 2905 | 3805 | 5790 | 5552 | 7827 | 7395 | 7282 | 6884 | 5977 | 4346 | 3108 | 2365 | 2905 | 3805 | 5790 | 5552 | 7827 | 7395 | 7282 | 6884 | 5977 | 4346 | 3108 | 2365 | 331.388 | 434.063 | 660.464 | 633.255 | 892.769 | 843.485 | 830.65 | 785.216 | 681.77 | 495.669 | 354.489 | 269.782 | 0 | 0 | 63236 | 63236 | 7213 | 2020 | solar PV | TRUE
64110 | N | . | Hudson | Captona Hudson LLC | 63739 | MA | NEW | NPCC |  | 22 | 2 | NAICS-22 Non-Cogen | PV | SUN | SUN | ISNE | A |  | 0 | 0 | 0 | 0 | 0 | 0 | 0 | 0 | 0 | 0 | 0 | 0 | 0 | 0 | 0 | 0 | 0 | 0 | 0 | 0 | 0 | 0 | 0 | 0 | 0 | 0 | 0 | 0 | 0 | 0 | 0 | 0 | 0 | 0 | 0 | 0 | 2587 | 3388 | 5155 | 4943 | 6969 | 6584 | 6484 | 6129 | 5322 | 3869 | 2767 | 2106 | 2587 | 3388 | 5155 | 4943 | 6969 | 6584 | 6484 | 6129 | 5322 | 3869 | 2767 | 2106 | 295.046 | 386.463 | 588.036 | 563.81 | 794.865 | 750.985 | 739.558 | 699.107 | 607.005 | 441.313 | 315.615 | 240.197 | 0 | 0 | 56303 | 56303 | 6422 | 2020 | solar PV | TRUE
64111 | N | . | A Street 2 | Captona A Street 2 Johnston LLC | 63740 | RI | NEW | NPCC |  | 22 | 2 | NAICS-22 Non-Cogen | PV | SUN | SUN | ISNE | A |  | 0 | 0 | 0 | 0 | 0 | 0 | 0 | 0 | 0 | 0 | 0 | 0 | 0 | 0 | 0 | 0 | 0 | 0 | 0 | 0 | 0 | 0 | 0 | 0 | 0 | 0 | 0 | 0 | 0 | 0 | 0 | 0 | 0 | 0 | 0 | 0 | 1109 | 1524 | 2446 | 2427 | 3429 | 3293 | 3295 | 2861 | 2595 | 1827 | 1374 | 858 | 1109 | 1524 | 2446 | 2427 | 3429 | 3293 | 3295 | 2861 | 2595 | 1827 | 1374 | 858 | 126.45 | 173.866 | 278.991 | 276.851 | 391.07 | 375.567 | 375.839 | 326.317 | 296.035 | 208.417 | 156.675 | 97.922 | 0 | 0 | 27038 | 27038 | 3084 | 2020 | solar PV | TRUE
64112 | N | . | Berkley | Captona Berkley LLC | 63741 | MA | NEW | NPCC |  | 22 | 2 | NAICS-22 Non-Cogen | PV | SUN | SUN | ISNE | A |  | 0 | 0 | 0 | 0 | 0 | 0 | 0 | 0 | 0 | 0 | 0 | 0 | 0 | 0 | 0 | 0 | 0 | 0 | 0 | 0 | 0 | 0 | 0 | 0 | 0 | 0 | 0 | 0 | 0 | 0 | 0 | 0 | 0 | 0 | 0 | 0 | 1735 | 2273 | 3458 | 3316 | 4675 | 4417 | 4349 | 4111 | 3570 | 2595 | 1856 | 1413 | 1735 | 2273 | 3458 | 3316 | 4675 | 4417 | 4349 | 4111 | 3570 | 2595 | 1856 | 1413 | 197.922 | 259.247 | 394.466 | 378.215 | 533.211 | 503.775 | 496.11 | 468.974 | 407.19 | 296.041 | 211.721 | 161.128 | 0 | 0 | 37768 | 37768 | 4308 | 2020 | solar PV | TRUE
64113 | N | . | Kilvert | Captona Kilvert Street Warwick LLC | 63742 | RI | NEW | NPCC |  | 22 | 2 | NAICS-22 Non-Cogen | PV | SUN | SUN | ISNE | A |  | 0 | 0 | 0 | 0 | 0 | 0 | 0 | 0 | 0 | 0 | 0 | 0 | 0 | 0 | 0 | 0 | 0 | 0 | 0 | 0 | 0 | 0 | 0 | 0 | 0 | 0 | 0 | 0 | 0 | 0 | 0 | 0 | 0 | 0 | 0 | 0 | 3149 | 4330 | 6948 | 6895 | 9740 | 9354 | 9360 | 8127 | 7373 | 5191 | 3902 | 2439 | 3149 | 4330 | 6948 | 6895 | 9740 | 9354 | 9360 | 8127 | 7373 | 5191 | 3902 | 2439 | 359.218 | 493.916 | 792.556 | 786.476 | 1110.949 | 1066.908 | 1067.68 | 926.997 | 840.973 | 592.069 | 445.081 | 278.177 | 0 | 0 | 76808 | 76808 | 8761 | 2020 | solar PV | TRUE
64114 | N | . | A Street 1 | Captona A Street 1 Johnston LLC | 63743 | RI | NEW | NPCC |  | 22 | 2 | NAICS-22 Non-Cogen | PV | SUN | SUN | ISNE | A |  | 0 | 0 | 0 | 0 | 0 | 0 | 0 | 0 | 0 | 0 | 0 | 0 | 0 | 0 | 0 | 0 | 0 | 0 | 0 | 0 | 0 | 0 | 0 | 0 | 0 | 0 | 0 | 0 | 0 | 0 | 0 | 0 | 0 | 0 | 0 | 0 | 775 | 1066 | 1711 | 1698 | 2398 | 2303 | 2305 | 2001 | 1815 | 1278 | 961 | 600 | 775 | 1066 | 1711 | 1698 | 2398 | 2303 | 2305 | 2001 | 1815 | 1278 | 961 | 600 | 88.441 | 121.604 | 195.131 | 193.634 | 273.521 | 262.678 | 262.868 | 228.231 | 207.052 | 145.77 | 109.581 | 68.489 | 0 | 0 | 18911 | 18911 | 2157 | 2020 | solar PV | TRUE
64115 | N | . | Carver | Captona Carver LLC | 63744 | MA | NEW | NPCC |  | 22 | 2 | NAICS-22 Non-Cogen | PV | SUN | SUN | ISNE | A |  | 0 | 0 | 0 | 0 | 0 | 0 | 0 | 0 | 0 | 0 | 0 | 0 | 0 | 0 | 0 | 0 | 0 | 0 | 0 | 0 | 0 | 0 | 0 | 0 | 0 | 0 | 0 | 0 | 0 | 0 | 0 | 0 | 0 | 0 | 0 | 0 | 813 | 1065 | 1621 | 1554 | 2191 | 2070 | 2038 | 1927 | 1673 | 1216 | 870 | 662 | 813 | 1065 | 1621 | 1554 | 2191 | 2070 | 2038 | 1927 | 1673 | 1216 | 870 | 662 | 92.76 | 121.499 | 184.871 | 177.255 | 249.896 | 236.101 | 232.508 | 219.791 | 190.835 | 138.743 | 99.226 | 75.515 | 0 | 0 | 17700 | 17700 | 2019 | 2020 | solar PV | TRUE
64116 | N | . | Plainfield Pike | Captona Plainfield Pike Johnston LLC | 63745 | RI | NEW | NPCC |  | 22 | 2 | NAICS-22 Non-Cogen | PV | SUN | SUN | ISNE | A |  | 0 | 0 | 0 | 0 | 0 | 0 | 0 | 0 | 0 | 0 | 0 | 0 | 0 | 0 | 0 | 0 | 0 | 0 | 0 | 0 | 0 | 0 | 0 | 0 | 0 | 0 | 0 | 0 | 0 | 0 | 0 | 0 | 0 | 0 | 0 | 0 | 1384 | 1902 | 3053 | 3029 | 4279 | 4109 | 4112 | 3570 | 3239 | 2280 | 1714 | 1071 | 1384 | 1902 | 3053 | 3029 | 4279 | 4109 | 4112 | 3570 | 3239 | 2280 | 1714 | 1071 | 157.816 | 216.994 | 348.196 | 345.525 | 488.077 | 468.728 | 469.067 | 407.261 | 369.468 | 260.116 | 195.539 | 122.213 | 0 | 0 | 33742 | 33742 | 3849 | 2020 | solar PV | TRUE
64117 | N | . | Meadowlark Solar | Meadowlark Solar, LLC | 63746 | NC | SAT | SERC |  | 22 | 2 | NAICS-22 Non-Cogen | PV | SUN | SUN | CPLE | A |  | 0 | 0 | 0 | 0 | 0 | 0 | 0 | 0 | 0 | 0 | 0 | 0 | 0 | 0 | 0 | 0 | 0 | 0 | 0 | 0 | 0 | 0 | 0 | 0 | 0 | 0 | 0 | 0 | 0 | 0 | 0 | 0 | 0 | 0 | 0 | 0 | 4843 | 4977 | 6366 | 8646 | 8653 | 8419 | 9417 | 7561 | 6404 | 6492 | 5430 | 4589 | 4843 | 4977 | 6366 | 8646 | 8653 | 8419 | 9417 | 7561 | 6404 | 6492 | 5430 | 4589 | 552.368 | 567.668 | 726.103 | 986.238 | 987.023 | 960.25 | 1074.113 | 862.468 | 730.439 | 740.538 | 619.358 | 523.434 | 0 | 0 | 81797 | 81797 | 9330 | 2020 | solar PV | TRUE
64118 | N | . | Nash 97 Solar 2 | Nash 97 Solar 2, LLC | 63747 | NC | SAT | SERC |  | 22 | 2 | NAICS-22 Non-Cogen | PV | SUN | SUN | DUK | A |  | 0 | 0 | 0 | 0 | 0 | 0 | 0 | 0 | 0 | 0 | 0 | 0 | 0 | 0 | 0 | 0 | 0 | 0 | 0 | 0 | 0 | 0 | 0 | 0 | 0 | 0 | 0 | 0 | 0 | 0 | 0 | 0 | 0 | 0 | 0 | 0 | 4515 | 4640 | 5935 | 8062 | 8068 | 7849 | 8780 | 7050 | 5971 | 6053 | 5063 | 4279 | 4515 | 4640 | 5935 | 8062 | 8068 | 7849 | 8780 | 7050 | 5971 | 6053 | 5063 | 4279 | 515.011 | 529.276 | 676.996 | 919.538 | 920.269 | 895.307 | 1001.469 | 804.138 | 681.039 | 690.454 | 577.47 | 488.033 | 0 | 0 | 76265 | 76265 | 8699 | 2020 | solar PV | TRUE
64119 | N | . | Nickelson Solar 2 | Nickelson Solar 2, LLC | 63748 | NC | SAT | SERC |  | 22 | 2 | NAICS-22 Non-Cogen | PV | SUN | SUN | CPLE | A |  | 0 | 0 | 0 | 0 | 0 | 0 | 0 | 0 | 0 | 0 | 0 | 0 | 0 | 0 | 0 | 0 | 0 | 0 | 0 | 0 | 0 | 0 | 0 | 0 | 0 | 0 | 0 | 0 | 0 | 0 | 0 | 0 | 0 | 0 | 0 | 0 | 4862 | 4996 | 6391 | 8681 | 8688 | 8452 | 9454 | 7591 | 6429 | 6518 | 5451 | 4607 | 4862 | 4996 | 6391 | 8681 | 8688 | 8452 | 9454 | 7591 | 6429 | 6518 | 5451 | 4607 | 554.558 | 569.919 | 728.983 | 990.15 | 990.937 | 964.058 | 1078.372 | 865.888 | 733.336 | 743.475 | 621.815 | 525.509 | 0 | 0 | 82120 | 82120 | 9367 | 2020 | solar PV | TRUE
64120 | N | . | Chicopee | Captona Chicopee LLC | 63736 | MA | NEW | NPCC |  | 22 | 2 | NAICS-22 Non-Cogen | PV | SUN | SUN | ISNE | A |  | 0 | 0 | 0 | 0 | 0 | 0 | 0 | 0 | 0 | 0 | 0 | 0 | 0 | 0 | 0 | 0 | 0 | 0 | 0 | 0 | 0 | 0 | 0 | 0 | 0 | 0 | 0 | 0 | 0 | 0 | 0 | 0 | 0 | 0 | 0 | 0 | 1137 | 1490 | 2267 | 2174 | 3064 | 2895 | 2851 | 2695 | 2340 | 1701 | 1217 | 926 | 1137 | 1490 | 2267 | 2174 | 3064 | 2895 | 2851 | 2695 | 2340 | 1701 | 1217 | 926 | 129.744 | 169.942 | 258.582 | 247.929 | 349.533 | 330.237 | 325.212 | 307.424 | 266.923 | 194.062 | 138.788 | 105.624 | 0 | 0 | 24757 | 24757 | 2824 | 2020 | solar PV | TRUE
64121 | N | . | Siler City Solar 2 | Siler City Solar 2, LLC | 63749 | NC | SAT | SERC |  | 22 | 2 | NAICS-22 Non-Cogen | PV | SUN | SUN | CPLE | A |  | 0 | 0 | 0 | 0 | 0 | 0 | 0 | 0 | 0 | 0 | 0 | 0 | 0 | 0 | 0 | 0 | 0 | 0 | 0 | 0 | 0 | 0 | 0 | 0 | 0 | 0 | 0 | 0 | 0 | 0 | 0 | 0 | 0 | 0 | 0 | 0 | 5074 | 5215 | 6670 | 9060 | 9067 | 8821 | 9867 | 7923 | 6710 | 6803 | 5689 | 4808 | 5074 | 5215 | 6670 | 9060 | 9067 | 8821 | 9867 | 7923 | 6710 | 6803 | 5689 | 4808 | 578.773 | 594.804 | 760.813 | 1033.383 | 1034.205 | 1006.153 | 1125.458 | 903.696 | 765.356 | 775.938 | 648.966 | 548.455 | 0 | 0 | 85707 | 85707 | 9776 | 2020 | solar PV | TRUE
64122 | N | . | Marlow Solar, LLC CSG | Marlow Solar, LLC | 63753 | IL | ENC | SERC |  | 22 | 2 | NAICS-22 Non-Cogen | PV | SUN | SUN | MISO | A |  | . | . | . | . | . | . | . | . | . | . | . | 0 | . | . | . | . | . | . | . | . | . | . | . | 0 | . | . | . | . | . | . | . | . | . | . | . | 0 | . | . | . | . | . | . | . | . | . | . | . | 9 | . | . | . | . | . | . | . | . | . | . | . | 9 | . | . | . | . | . | . | . | . | . | . | . | 1 | 0 | 0 | 9 | 9 | 1 | 2020 | solar PV | TRUE
64123 | N | . | James W. Broderick Hydropower Plant | James W. Broderick Hydropower Plant | 63751 | CO | MTN | WECC |  | 22 | 2 | NAICS-22 Non-Cogen | HY | WAT | HYC | PACE | A |  | 0 | 0 | 0 | 0 | 0 | 0 | 0 | 0 | 0 | 0 | 0 | 0 | 0 | 0 | 0 | 0 | 0 | 0 | 0 | 0 | 0 | 0 | 0 | 0 | 0 | 0 | 0 | 0 | 0 | 0 | 0 | 0 | 0 | 0 | 0 | 0 | 16951 | 17853 | 18574 | 20896 | 23769 | 23153 | 23460 | 23619 | 17156 | 18769 | 18296 | 16991 | 16951 | 17853 | 18574 | 20896 | 23769 | 23153 | 23460 | 23619 | 17156 | 18769 | 18296 | 16991 | 1933.47 | 2036.425 | 2118.637 | 2383.489 | 2711.243 | 2640.965 | 2675.926 | 2694.084 | 1956.935 | 2140.91 | 2086.897 | 1938.019 | 0 | 0 | 239487 | 239487 | 27317 | 2020 | hydro | TRUE
64124 | N | . | IGS Stockton DG CSG | IGS Stockton DG, LLC | 63758 | IL | ENC | SERC |  | 22 | 2 | NAICS-22 Non-Cogen | PV | SUN | SUN | MISO | A |  | . | . | . | . | . | . | . | . | . | . | 0 | 0 | . | . | . | . | . | . | . | . | . | . | 0 | 0 | . | . | . | . | . | . | . | . | . | . | 0 | 0 | . | . | . | . | . | . | . | . | . | . | 16 | 11 | . | . | . | . | . | . | . | . | . | . | 16 | 11 | . | . | . | . | . | . | . | . | . | . | 1.769 | 1.231 | 0 | 0 | 27 | 27 | 3 | 2020 | solar PV | TRUE
64126 | N | . | County Road 16 | KSI II Consolidated, LLC | 63244 | NY | MAT | NPCC |  | 22 | 2 | NAICS-22 Non-Cogen | PV | SUN | SUN | NYIS | A |  | . | . | . | . | . | . | . | . | . | . | . | 0 | . | . | . | . | . | . | . | . | . | . | . | 0 | . | . | . | . | . | . | . | . | . | . | . | 0 | . | . | . | . | . | . | . | . | . | . | . | 0 | . | . | . | . | . | . | . | . | . | . | . | 0 | . | . | . | . | . | . | . | . | . | . | . | 0 | 0 | 0 | 0 | 0 | 0 | 2020 | solar PV | TRUE
64130 | N | . | REG Juhl Glenville Wind, LLC | REG Juhl Glenville Wind, LLC | 63761 | MN | WNC | MRO |  | 22 | 2 | NAICS-22 Non-Cogen | WT | WND | WND | MISO | A |  | . | . | . | . | . | . | . | . | . | . | . | 0 | . | . | . | . | . | . | . | . | . | . | . | 0 | . | . | . | . | . | . | . | . | . | . | . | 0 | . | . | . | . | . | . | . | . | . | . | . | 1525 | . | . | . | . | . | . | . | . | . | . | . | 1525 | . | . | . | . | . | . | . | . | . | . | . | 174 | 0 | 0 | 1525 | 1525 | 174 | 2020 | onshore wind | TRUE
64137 | N | . | Kenmare - Mansfield Branch Street | Goldman Sachs Renewable Power Group | 61944 | MA | NEW | NPCC |  | 22 | 2 | NAICS-22 Non-Cogen | PV | SUN | SUN | ISNE | A |  | 0 | 0 | 0 | 0 | 0 | 0 | 0 | 0 | 0 | 0 | 0 | 0 | 0 | 0 | 0 | 0 | 0 | 0 | 0 | 0 | 0 | 0 | 0 | 0 | 0 | 0 | 0 | 0 | 0 | 0 | 0 | 0 | 0 | 0 | 0 | 0 | 712 | 932 | 1418 | 1360 | 1917 | 1812 | 1784 | 1686 | 1464 | 1065 | 761 | 579 | 712 | 932 | 1418 | 1360 | 1917 | 1812 | 1784 | 1686 | 1464 | 1065 | 761 | 579 | 81.181 | 106.334 | 161.797 | 155.131 | 218.706 | 206.632 | 203.488 | 192.358 | 167.016 | 121.426 | 86.841 | 66.09 | 0 | 0 | 15490 | 15490 | 1767 | 2020 | solar PV | TRUE
64141 | N | . | Still Water Power | Still Water Power LLC | 63763 | CA | PACC | WECC |  | 22 | 2 | NAICS-22 Non-Cogen | IC | OBG | ORW | CISO | A | Mcf | . | . | . | . | 7950 | 7327 | 8229 | 7857 | 7793 | 7500 | 7551 | 6744 | . | . | . | . | 7950 | 7327 | 8229 | 7857 | 7793 | 7500 | 7551 | 6744 | . | . | . | . | 0.66 | 0.66 | 0.66 | 0.66 | 0.66 | 0.66 | 0.66 | 0.66 | . | . | . | . | 5247 | 4836 | 5431 | 5186 | 5143 | 4950 | 4984 | 4451 | . | . | . | . | 5247 | 4836 | 5431 | 5186 | 5143 | 4950 | 4984 | 4451 | . | . | . | . | 383.853 | 353.788 | 397.346 | 379.368 | 376.29 | 362.144 | 364.585 | 325.626 | 60951 | 60951 | 40228 | 40228 | 2943 | 2020 | biomass | TRUE
64142 | N | . | LabCorp Engine | AEP Onsite Partners, LLC | 60571 | NJ | MAT | RFC |  | 22 | 2 | NAICS-22 Non-Cogen | IC | NG | NG | PJM | A | mcf | 420 | 369 | 374 | 340 | 287 | 477 | 728 | 638 | 403 | 445 | 391 | 284 | 420 | 369 | 374 | 340 | 287 | 477 | 728 | 638 | 403 | 445 | 391 | 284 | 1.037 | 1.037 | 1.037 | 1.037 | 1.037 | 1.037 | 1.037 | 1.037 | 1.037 | 1.037 | 1.037 | 1.037 | 436 | 383 | 388 | 353 | 298 | 495 | 755 | 662 | 418 | 461 | 405 | 295 | 436 | 383 | 388 | 353 | 298 | 495 | 755 | 662 | 418 | 461 | 405 | 295 | 38.319 | 33.599 | 34.096 | 30.993 | 26.186 | 43.52 | 66.364 | 58.128 | 36.762 | 40.547 | 35.617 | 25.869 | 5156 | 5156 | 5349 | 5349 | 470 | 2020 | natural gas peaker | TRUE
64143 | N | . | Bloom-Altice Fuel Cell | AEP Onsite Partners, LLC | 60571 | NY | MAT | NPCC |  | 22 | 2 | NAICS-22 Non-Cogen | FC | NG | NG | NYIS | A | mcf | . | . | . | . | . | . | . | . | . | 7256 | 7480 | 7624 | . | . | . | . | . | . | . | . | . | 7256 | 7480 | 7624 | . | . | . | . | . | . | . | . | . | 1.037 | 1.037 | 1.037 | . | . | . | . | . | . | . | . | . | 7524 | 7757 | 7906 | . | . | . | . | . | . | . | . | . | 7524 | 7757 | 7906 | . | . | . | . | . | . | . | . | . | 1201.35 | 1238.41 | 1262.24 | 22360 | 22360 | 23187 | 23187 | 3702 | 2020 | other | TRUE
64152 | N | . | SR Rattlesnake | SR Rattlesnake, LLC | 63771 | CO | MTN | WECC |  | 22 | 2 | NAICS-22 Non-Cogen | PV | SUN | SUN | WACM | A |  | . | . | . | . | . | . | . | . | . | . | . | 0 | . | . | . | . | . | . | . | . | . | . | . | 0 | . | . | . | . | . | . | . | . | . | . | . | 0 | . | . | . | . | . | . | . | . | . | . | . | 9679 | . | . | . | . | . | . | . | . | . | . | . | 9679 | . | . | . | . | . | . | . | . | . | . | . | 1104 | 0 | 0 | 9679 | 9679 | 1104 | 2020 | solar PV | TRUE
64157 | N | . | Clyde Peaking Engine | AEP Onsite Partners, LLC | 60571 | OH | ENC | RFC |  | 22 | 2 | NAICS-22 Non-Cogen | IC | NG | NG | PJM | A | mcf | . | . | . | . | . | . | . | . | . | . | 929 | 1118 | . | . | . | . | . | . | . | . | . | . | 929 | 1118 | . | . | . | . | . | . | . | . | . | . | 1.037 | 1.037 | . | . | . | . | . | . | . | . | . | . | 963 | 1159 | . | . | . | . | . | . | . | . | . | . | 963 | 1159 | . | . | . | . | . | . | . | . | . | . | 69.409 | 83.591 | 2047 | 2047 | 2122 | 2122 | 153 | 2020 | natural gas peaker | TRUE
64158 | N | . | Mechanicsville Solar | Mechanicsville Solar, LLC | 63777 | VA | SAT | SERC |  | 22 | 2 | NAICS-22 Non-Cogen | PV | SUN | SUN | PJM | M |  | . | . | . | . | . | . | . | . | 0 | 0 | 0 | 0 | . | . | . | . | . | . | . | . | 0 | 0 | 0 | 0 | . | . | . | . | . | . | . | . | 0 | 0 | 0 | 0 | . | . | . | . | . | . | . | . | 11634 | 33674 | 29720 | 23960 | . | . | . | . | . | . | . | . | 11634 | 33674 | 29720 | 23960 | . | . | . | . | . | . | . | . | 1327 | 3841 | 3390 | 2733 | 0 | 0 | 98988 | 98988 | 11291 | 2020 | solar PV | TRUE
64159 | N | . | Morgan Solar 2, LLC CSG | Morgan Solar 2, LLC | 63779 | IL | ENC | SERC |  | 22 | 2 | NAICS-22 Non-Cogen | PV | SUN | SUN | MISO | A |  | . | . | . | . | . | . | . | . | . | . | 0 | 0 | . | . | . | . | . | . | . | . | . | . | 0 | 0 | . | . | . | . | . | . | . | . | . | . | 0 | 0 | . | . | . | . | . | . | . | . | . | . | 5 | 4 | . | . | . | . | . | . | . | . | . | . | 5 | 4 | . | . | . | . | . | . | . | . | . | . | 0.59 | 0.41 | 0 | 0 | 9 | 9 | 1 | 2020 | solar PV | TRUE
64162 | N | . | Newton Rumford Landfill | Newton Municipal Solar LLC - Rumford | 63706 | MA | NEW | NPCC |  | 22 | 2 | NAICS-22 Non-Cogen | PV | SUN | SUN | ISNE | A |  | 0 | 0 | 0 | 0 | 0 | 0 | 0 | 0 | 0 | 0 | 0 | 0 | 0 | 0 | 0 | 0 | 0 | 0 | 0 | 0 | 0 | 0 | 0 | 0 | 0 | 0 | 0 | 0 | 0 | 0 | 0 | 0 | 0 | 0 | 0 | 0 | 1142 | 1496 | 2277 | 2183 | 3077 | 2907 | 2863 | 2707 | 2350 | 1709 | 1222 | 930 | 1142 | 1496 | 2277 | 2183 | 3077 | 2907 | 2863 | 2707 | 2350 | 1709 | 1222 | 930 | 130.294 | 170.665 | 259.681 | 248.983 | 351.018 | 331.64 | 326.594 | 308.73 | 268.058 | 194.887 | 139.378 | 106.072 | 0 | 0 | 24863 | 24863 | 2836 | 2020 | solar PV | TRUE
64169 | N | . | Albemarle Beach Solar | Albemarle Beach Solar, LLC | 63794 | NC | SAT | SERC |  | 22 | 2 | NAICS-22 Non-Cogen | PV | SUN | SUN | PJM | M |  | . | . | . | . | . | . | . | . | . | . | . | 0 | . | . | . | . | . | . | . | . | . | . | . | 0 | . | . | . | . | . | . | . | . | . | . | . | 0 | . | . | . | . | . | . | . | . | . | . | . | 5891 | . | . | . | . | . | . | . | . | . | . | . | 5891 | . | . | . | . | . | . | . | . | . | . | . | 672 | 0 | 0 | 5891 | 5891 | 672 | 2020 | solar PV | TRUE
64173 | N | . | Lotus | Cypress Creek Renewables | 61060 | NC | SAT | SERC |  | 22 | 2 | NAICS-22 Non-Cogen | PV | SUN | SUN | DUK | A |  | 0 | 0 | 0 | 0 | 0 | 0 | 0 | 0 | 0 | 0 | 0 | 0 | 0 | 0 | 0 | 0 | 0 | 0 | 0 | 0 | 0 | 0 | 0 | 0 | 0 | 0 | 0 | 0 | 0 | 0 | 0 | 0 | 0 | 0 | 0 | 0 | 3597 | 3697 | 4729 | 6423 | 6428 | 6254 | 6995 | 5617 | 4757 | 4823 | 4034 | 3409 | 3597 | 3697 | 4729 | 6423 | 6428 | 6254 | 6995 | 5617 | 4757 | 4823 | 4034 | 3409 | 410.34 | 421.705 | 539.402 | 732.649 | 733.232 | 713.343 | 797.929 | 640.704 | 542.623 | 550.125 | 460.104 | 388.844 | 0 | 0 | 60763 | 60763 | 6931 | 2020 | solar PV | TRUE
64174 | N | . | Big Boy | Cypress Creek Renewables | 61060 | NC | SAT | SERC |  | 22 | 2 | NAICS-22 Non-Cogen | PV | SUN | SUN | DUK | A |  | 0 | 0 | 0 | 0 | 0 | 0 | 0 | 0 | 0 | 0 | 0 | 0 | 0 | 0 | 0 | 0 | 0 | 0 | 0 | 0 | 0 | 0 | 0 | 0 | 0 | 0 | 0 | 0 | 0 | 0 | 0 | 0 | 0 | 0 | 0 | 0 | 2289 | 2353 | 3010 | 4088 | 4091 | 3980 | 4452 | 3575 | 3028 | 3069 | 2567 | 2170 | 2289 | 2353 | 3010 | 4088 | 4091 | 3980 | 4452 | 3575 | 3028 | 3069 | 2567 | 2170 | 261.145 | 268.38 | 343.284 | 466.27 | 466.641 | 453.983 | 507.815 | 407.754 | 345.334 | 350.109 | 292.818 | 247.467 | 0 | 0 | 38672 | 38672 | 4411 | 2020 | solar PV | TRUE
64175 | N | . | Beth | Cypress Creek Renewables | 61060 | NC | SAT | SERC |  | 22 | 2 | NAICS-22 Non-Cogen | PV | SUN | SUN | DUK | A |  | 0 | 0 | 0 | 0 | 0 | 0 | 0 | 0 | 0 | 0 | 0 | 0 | 0 | 0 | 0 | 0 | 0 | 0 | 0 | 0 | 0 | 0 | 0 | 0 | 0 | 0 | 0 | 0 | 0 | 0 | 0 | 0 | 0 | 0 | 0 | 0 | 4106 | 4219 | 5397 | 7330 | 7336 | 7137 | 7984 | 6410 | 5429 | 5504 | 4603 | 3891 | 4106 | 4219 | 5397 | 7330 | 7336 | 7137 | 7984 | 6410 | 5429 | 5504 | 4603 | 3891 | 468.298 | 481.271 | 615.592 | 836.136 | 836.8 | 814.103 | 910.636 | 731.203 | 619.269 | 627.83 | 525.094 | 443.768 | 0 | 0 | 69346 | 69346 | 7910 | 2020 | solar PV | TRUE
64176 | N | . | Charlie | Cypress Creek Renewables | 61060 | NC | SAT | SERC |  | 22 | 2 | NAICS-22 Non-Cogen | PV | SUN | SUN | DUK | A |  | 0 | 0 | 0 | 0 | 0 | 0 | 0 | 0 | 0 | 0 | 0 | 0 | 0 | 0 | 0 | 0 | 0 | 0 | 0 | 0 | 0 | 0 | 0 | 0 | 0 | 0 | 0 | 0 | 0 | 0 | 0 | 0 | 0 | 0 | 0 | 0 | 3781 | 3885 | 4970 | 6750 | 6756 | 6572 | 7352 | 5903 | 4999 | 5069 | 4239 | 3583 | 3781 | 3885 | 4970 | 6750 | 6756 | 6572 | 7352 | 5903 | 4999 | 5069 | 4239 | 3583 | 431.237 | 443.183 | 566.874 | 769.964 | 770.576 | 749.674 | 838.568 | 673.335 | 570.259 | 578.144 | 483.538 | 408.648 | 0 | 0 | 63859 | 63859 | 7284 | 2020 | solar PV | TRUE
64179 | N | . | IA - City of Ames - Airport Road | Forefront Power, LLC | 62856 | IA | WNC | MRO |  | 22 | 2 | NAICS-22 Non-Cogen | PV | SUN | SUN | MISO | A |  | . | . | . | . | . | . | . | . | . | . | . | 0 | . | . | . | . | . | . | . | . | . | . | . | 0 | . | . | . | . | . | . | . | . | . | . | . | 0 | . | . | . | . | . | . | . | . | . | . | . | 693 | . | . | . | . | . | . | . | . | . | . | . | 693 | . | . | . | . | . | . | . | . | . | . | . | 79 | 0 | 0 | 693 | 693 | 79 | 2020 | solar PV | TRUE
64190 | N | . | Waipio Peninsula | Pacific Energy Solutions, LLC | 63804 | HI | PACN |  |  | 22 | 2 | NAICS-22 Non-Cogen | PV | SUN | SUN | HECO | A |  | 0 | 0 | 0 | 0 | 0 | 0 | 0 | 0 | 0 | 0 | 0 | 0 | 0 | 0 | 0 | 0 | 0 | 0 | 0 | 0 | 0 | 0 | 0 | 0 | 0 | 0 | 0 | 0 | 0 | 0 | 0 | 0 | 0 | 0 | 0 | 0 | 10254 | 12676 | 14211 | 18242 | 21015 | 19958 | 19619 | 21037 | 21266 | 16428 | 14353 | 14930 | 10254 | 12676 | 14211 | 18242 | 21015 | 19958 | 19619 | 21037 | 21266 | 16428 | 14353 | 14930 | 1169.638 | 1445.884 | 1621.015 | 2080.701 | 2397.097 | 2276.502 | 2237.817 | 2399.611 | 2425.727 | 1873.867 | 1637.146 | 1702.995 | 0 | 0 | 203989 | 203989 | 23268 | 2020 | solar PV | TRUE
64192 | N | . | Bo Biggs Solar | Bo Biggs Solar, LLC | 63796 | NC | SAT | SERC |  | 22 | 2 | NAICS-22 Non-Cogen | PV | SUN | SUN | CPLE | A |  | 0 | 0 | 0 | 0 | 0 | 0 | 0 | 0 | 0 | 0 | 0 | 0 | 0 | 0 | 0 | 0 | 0 | 0 | 0 | 0 | 0 | 0 | 0 | 0 | 0 | 0 | 0 | 0 | 0 | 0 | 0 | 0 | 0 | 0 | 0 | 0 | 4711 | 4842 | 6193 | 8412 | 8419 | 8190 | 9161 | 7356 | 6230 | 6316 | 5283 | 4465 | 4711 | 4842 | 6193 | 8412 | 8419 | 8190 | 9161 | 7356 | 6230 | 6316 | 5283 | 4465 | 537.388 | 552.275 | 706.414 | 959.495 | 960.258 | 934.211 | 1044.986 | 839.081 | 710.632 | 720.457 | 602.563 | 509.24 | 0 | 0 | 79578 | 79578 | 9077 | 2020 | solar PV | TRUE
64193 | N | . | Moore Solar | Moore Solar, LLC | 63795 | NC | SAT | SERC |  | 22 | 2 | NAICS-22 Non-Cogen | PV | SUN | SUN | DUK | A |  | 0 | 0 | 0 | 0 | 0 | 0 | 0 | 0 | 0 | 0 | 0 | 0 | 0 | 0 | 0 | 0 | 0 | 0 | 0 | 0 | 0 | 0 | 0 | 0 | 0 | 0 | 0 | 0 | 0 | 0 | 0 | 0 | 0 | 0 | 0 | 0 | 4132 | 4247 | 5432 | 7378 | 7384 | 7183 | 8035 | 6452 | 5464 | 5540 | 4633 | 3916 | 4132 | 4247 | 5432 | 7378 | 7384 | 7183 | 8035 | 6452 | 5464 | 5540 | 4633 | 3916 | 471.318 | 484.374 | 619.561 | 841.527 | 842.196 | 819.352 | 916.507 | 735.917 | 623.261 | 631.878 | 528.479 | 446.63 | 0 | 0 | 69796 | 69796 | 7961 | 2020 | solar PV | TRUE
64194 | N | . | 510 Carnegie Center | Greenbacker Renewable Energy Corporation | 60025 | NJ | MAT | RFC |  | 22 | 2 | NAICS-22 Non-Cogen | PV | SUN | SUN | PJM | A |  | 0 | 0 | 0 | 0 | 0 | 0 | 0 | 0 | 0 | 0 | 0 | 0 | 0 | 0 | 0 | 0 | 0 | 0 | 0 | 0 | 0 | 0 | 0 | 0 | 0 | 0 | 0 | 0 | 0 | 0 | 0 | 0 | 0 | 0 | 0 | 0 | 71 | 80 | 115 | 119 | 156 | 164 | 154 | 133 | 123 | 88 | 81 | 56 | 71 | 80 | 115 | 119 | 156 | 164 | 154 | 133 | 123 | 88 | 81 | 56 | 8.13 | 9.134 | 13.083 | 13.604 | 17.805 | 18.69 | 17.603 | 15.21 | 13.975 | 10.092 | 9.26 | 6.414 | 0 | 0 | 1340 | 1340 | 153 | 2020 | solar PV | TRUE
64195 | N | . | 701 Carnegie Center | Greenbacker Renewable Energy Corporation | 60025 | NJ | MAT | RFC |  | 22 | 2 | NAICS-22 Non-Cogen | PV | SUN | SUN | PJM | A |  | 0 | 0 | 0 | 0 | 0 | 0 | 0 | 0 | 0 | 0 | 0 | 0 | 0 | 0 | 0 | 0 | 0 | 0 | 0 | 0 | 0 | 0 | 0 | 0 | 0 | 0 | 0 | 0 | 0 | 0 | 0 | 0 | 0 | 0 | 0 | 0 | 58 | 65 | 94 | 97 | 128 | 134 | 126 | 109 | 100 | 72 | 66 | 46 | 58 | 65 | 94 | 97 | 128 | 134 | 126 | 109 | 100 | 72 | 66 | 46 | 6.641 | 7.463 | 10.688 | 11.115 | 14.546 | 15.27 | 14.382 | 12.426 | 11.418 | 8.245 | 7.566 | 5.24 | 0 | 0 | 1095 | 1095 | 125 | 2020 | solar PV | TRUE
64198 | N | . | Horn Rapids Solar, Storage and Training | Energy Northwest | 20160 | WA | PACC | WECC |  | 22 | 1 | Electric Utility | BA | MWH | OTH | BPAT | A | megawatthours | . | . | . | . | . | . | . | . | . | . | . | 36 | . | . | . | . | . | . | . | . | . | . | . | 36 | . | . | . | . | . | . | . | . | . | . | . | 0 | . | . | . | . | . | . | . | . | . | . | . | 0 | . | . | . | . | . | . | . | . | . | . | . | 0 | . | . | . | . | . | . | . | . | . | . | . | -13 | 36 | 36 | 0 | 0 | -13 | 2020 | other | TRUE
64198 | N | . | Horn Rapids Solar, Storage and Training | Energy Northwest | 20160 | WA | PACC | WECC |  | 22 | 1 | Electric Utility | PV | SUN | SUN | BPAT | A |  | . | . | . | . | . | . | . | . | . | 0 | 0 | 0 | . | . | . | . | . | . | . | . | . | 0 | 0 | 0 | . | . | . | . | . | . | . | . | . | 0 | 0 | 0 | . | . | . | . | . | . | . | . | . | 1435 | 1122 | 888 | . | . | . | . | . | . | . | . | . | 1435 | 1122 | 888 | . | . | . | . | . | . | . | . | . | 163.715 | 127.969 | 101.316 | 0 | 0 | 3445 | 3445 | 393 | 2020 | solar PV | TRUE
64200 | N | . | Jack's Solar Garden | Jack's Solar Garden | 63818 | CO | MTN | WECC |  | 22 | 2 | NAICS-22 Non-Cogen | PV | SUN | SUN | PSCO | A |  | . | . | . | . | . | . | . | . | . | 0 | 0 | 0 | . | . | . | . | . | . | . | . | . | 0 | 0 | 0 | . | . | . | . | . | . | . | . | . | 0 | 0 | 0 | . | . | . | . | . | . | . | . | . | 778 | 670 | 507 | . | . | . | . | . | . | . | . | . | 778 | 670 | 507 | . | . | . | . | . | . | . | . | . | 88.745 | 76.473 | 57.782 | 0 | 0 | 1955 | 1955 | 223 | 2020 | solar PV | TRUE
64201 | N | . | McDonough Solar 1, LLC CSG | McDonough Solar 1, LLC | 63814 | IL | ENC | SERC |  | 22 | 2 | NAICS-22 Non-Cogen | PV | SUN | SUN | MISO | A |  | . | . | . | . | . | . | . | . | . | . | . | 0 | . | . | . | . | . | . | . | . | . | . | . | 0 | . | . | . | . | . | . | . | . | . | . | . | 0 | . | . | . | . | . | . | . | . | . | . | . | 9 | . | . | . | . | . | . | . | . | . | . | . | 9 | . | . | . | . | . | . | . | . | . | . | . | 1 | 0 | 0 | 9 | 9 | 1 | 2020 | solar PV | TRUE
64207 | N | . | Crane Battery Energy Storage System | Duke Energy Indiana, LLC | 15470 | IN | ENC | RFC |  | 22 | 1 | Electric Utility | BA | MWH | OTH | MISO | A | megawatthours | . | . | . | . | . | . | . | . | . | . | . | 0 | . | . | . | . | . | . | . | . | . | . | . | 0 | . | . | . | . | . | . | . | . | . | . | . | 0 | . | . | . | . | . | . | . | . | . | . | . | 0 | . | . | . | . | . | . | . | . | . | . | . | 0 | . | . | . | . | . | . | . | . | . | . | . | 0 | 0 | 0 | 0 | 0 | 0 | 2020 | other | TRUE
64211 | N | . | Baxley | SR Baxley, LLC | 63820 | GA | SAT | SERC |  | 22 | 2 | NAICS-22 Non-Cogen | PV | SUN | SUN | SOCO | M |  | . | . | . | . | . | . | . | . | . | . | . | 0 | . | . | . | . | . | . | . | . | . | . | . | 0 | . | . | . | . | . | . | . | . | . | . | . | 0 | . | . | . | . | . | . | . | . | . | . | . | 30009 | . | . | . | . | . | . | . | . | . | . | . | 30009 | . | . | . | . | . | . | . | . | . | . | . | 3423 | 0 | 0 | 30009 | 30009 | 3423 | 2020 | solar PV | TRUE
64221 | N | . | Wonderful Orchards - Belridge | Wonderful Renewable Energy, LLC. | 63689 | CA | PACC | WECC |  | 111 | 6 | Industrial NAICS Non-Cogen | PV | SUN | SUN | CISO | A |  | . | . | . | . | . | . | . | . | . | . | . | 0 | . | . | . | . | . | . | . | . | . | . | . | 0 | . | . | . | . | . | . | . | . | . | . | . | 0 | . | . | . | . | . | . | . | . | . | . | . | 0 | . | . | . | . | . | . | . | . | . | . | . | 0 | . | . | . | . | . | . | . | . | . | . | . | 0 | 0 | 0 | 0 | 0 | 0 | 2020 | solar PV | FALSE
64226 | N | . | Curry Solar | Altus Power America Management, LLC | 60281 | GA | SAT | SERC |  | 22 | 2 | NAICS-22 Non-Cogen | PV | SUN | SUN | SOCO | A |  | 0 | 0 | 0 | 0 | 0 | 0 | 0 | 0 | 0 | 0 | 0 | 0 | 0 | 0 | 0 | 0 | 0 | 0 | 0 | 0 | 0 | 0 | 0 | 0 | 0 | 0 | 0 | 0 | 0 | 0 | 0 | 0 | 0 | 0 | 0 | 0 | 370 | 381 | 524 | 640 | 741 | 628 | 680 | 619 | 488 | 498 | 414 | 399 | 370 | 381 | 524 | 640 | 741 | 628 | 680 | 619 | 488 | 498 | 414 | 399 | 42.198 | 43.476 | 59.775 | 73.046 | 84.502 | 71.627 | 77.566 | 70.61 | 55.671 | 56.816 | 47.248 | 45.465 | 0 | 0 | 6382 | 6382 | 728 | 2020 | solar PV | TRUE
64227 | N | . | Alexis Solar, LLC | Sol Systems | 61677 | TX | WSC | TRE |  | 22 | 2 | NAICS-22 Non-Cogen | PV | SUN | SUN | ERCO | A |  | 0 | 0 | 0 | 0 | 0 | 0 | 0 | 0 | 0 | 0 | 0 | 0 | 0 | 0 | 0 | 0 | 0 | 0 | 0 | 0 | 0 | 0 | 0 | 0 | 0 | 0 | 0 | 0 | 0 | 0 | 0 | 0 | 0 | 0 | 0 | 0 | 4493 | 5319 | 5613 | 7244 | 9464 | 10219 | 10913 | 9707 | 7726 | 6409 | 5278 | 4855 | 4493 | 5319 | 5613 | 7244 | 9464 | 10219 | 10913 | 9707 | 7726 | 6409 | 5278 | 4855 | 512.52 | 606.706 | 640.185 | 826.269 | 1079.467 | 1165.612 | 1244.759 | 1107.273 | 881.31 | 731.063 | 602.07 | 553.766 | 0 | 0 | 87240 | 87240 | 9951 | 2020 | solar PV | TRUE
64228 | N | . | Blue Goose Solar CSG | Blue Goose Solar | 63834 | IL | ENC | SERC |  | 22 | 2 | NAICS-22 Non-Cogen | PV | SUN | SUN | MISO | A |  | . | . | . | . | . | . | . | . | . | . | . | 0 | . | . | . | . | . | . | . | . | . | . | . | 0 | . | . | . | . | . | . | . | . | . | . | . | 0 | . | . | . | . | . | . | . | . | . | . | . | 877 | . | . | . | . | . | . | . | . | . | . | . | 877 | . | . | . | . | . | . | . | . | . | . | . | 100 | 0 | 0 | 877 | 877 | 100 | 2020 | solar PV | TRUE
64229 | N | . | Iroquois Solar 1B LLC CSG | Iroquois Solar 1B LLC | 63833 | IL | ENC | SERC |  | 22 | 2 | NAICS-22 Non-Cogen | PV | SUN | SUN | MISO | A |  | . | . | . | . | . | . | . | . | . | . | . | 0 | . | . | . | . | . | . | . | . | . | . | . | 0 | . | . | . | . | . | . | . | . | . | . | . | 0 | . | . | . | . | . | . | . | . | . | . | . | 780 | . | . | . | . | . | . | . | . | . | . | . | 780 | . | . | . | . | . | . | . | . | . | . | . | 89 | 0 | 0 | 780 | 780 | 89 | 2020 | solar PV | TRUE
64231 | N | . | Hadley 3 Solar (North) | Hadley 3 Solar, LLC (North) | 63841 | MA | NEW | NPCC |  | 22 | 2 | NAICS-22 Non-Cogen | PV | SUN | SUN | ISNE | A |  | 0 | 0 | 0 | 0 | 0 | 0 | 0 | 0 | 0 | 0 | 0 | 0 | 0 | 0 | 0 | 0 | 0 | 0 | 0 | 0 | 0 | 0 | 0 | 0 | 0 | 0 | 0 | 0 | 0 | 0 | 0 | 0 | 0 | 0 | 0 | 0 | 1012 | 1326 | 2017 | 1934 | 2727 | 2576 | 2537 | 2398 | 2082 | 1514 | 1083 | 824 | 1012 | 1326 | 2017 | 1934 | 2727 | 2576 | 2537 | 2398 | 2082 | 1514 | 1083 | 824 | 115.455 | 151.227 | 230.105 | 220.625 | 311.04 | 293.869 | 289.397 | 273.568 | 237.528 | 172.69 | 123.504 | 93.992 | 0 | 0 | 22030 | 22030 | 2513 | 2020 | solar PV | TRUE
64232 | N | . | Hadley 3 Solar (South) | Hadley 3 Solar, LLC (South) | 63822 | MA | NEW | NPCC |  | 22 | 2 | NAICS-22 Non-Cogen | PV | SUN | SUN | ISNE | A |  | 0 | 0 | 0 | 0 | 0 | 0 | 0 | 0 | 0 | 0 | 0 | 0 | 0 | 0 | 0 | 0 | 0 | 0 | 0 | 0 | 0 | 0 | 0 | 0 | 0 | 0 | 0 | 0 | 0 | 0 | 0 | 0 | 0 | 0 | 0 | 0 | 1304 | 1708 | 2599 | 2491 | 3513 | 3319 | 3268 | 3089 | 2682 | 1950 | 1395 | 1061 | 1304 | 1708 | 2599 | 2491 | 3513 | 3319 | 3268 | 3089 | 2682 | 1950 | 1395 | 1061 | 148.717 | 194.796 | 296.399 | 284.188 | 400.651 | 378.533 | 372.773 | 352.384 | 305.96 | 222.443 | 159.085 | 121.071 | 0 | 0 | 28379 | 28379 | 3237 | 2020 | solar PV | TRUE
64242 | N | . | St. Cloud Hydro | St. Cloud Hydroelectric Generation Facility | 63831 | MN | WNC | MRO |  | 22 | 2 | NAICS-22 Non-Cogen | HY | WAT | HYC | MISO | A |  | 0 | 0 | 0 | 0 | 0 | 0 | 0 | 0 | 0 | 0 | 0 | 0 | 0 | 0 | 0 | 0 | 0 | 0 | 0 | 0 | 0 | 0 | 0 | 0 | 0 | 0 | 0 | 0 | 0 | 0 | 0 | 0 | 0 | 0 | 0 | 0 | 60331 | 54692 | 44492 | 59097 | 44911 | 47574 | 39869 | 31417 | 19665 | 22014 | 29446 | 30247 | 60331 | 54692 | 44492 | 59097 | 44911 | 47574 | 39869 | 31417 | 19665 | 22014 | 29446 | 30247 | 6881.625 | 6238.417 | 5074.888 | 6740.851 | 5122.72 | 5426.435 | 4547.566 | 3583.532 | 2243.061 | 2511 | 3358.759 | 3450.146 | 0 | 0 | 483755 | 483755 | 55179 | 2020 | hydro | TRUE
64243 | N | . | Sullivan B Community Solar LLC | Sullivan B Community Solar LLC | 63845 | IL | ENC | SERC |  | 22 | 2 | NAICS-22 Non-Cogen | PV | SUN | SUN | MISO | A |  | . | . | . | . | . | . | . | . | . | . | . | 0 | . | . | . | . | . | . | . | . | . | . | . | 0 | . | . | . | . | . | . | . | . | . | . | . | 0 | . | . | . | . | . | . | . | . | . | . | . | 22181 | . | . | . | . | . | . | . | . | . | . | . | 22181 | . | . | . | . | . | . | . | . | . | . | . | 2530 | 0 | 0 | 22181 | 22181 | 2530 | 2020 | solar PV | TRUE
64254 | N | . | Kent School Road Solar 1 | Kent School Road Solar 1 | 63860 | IL | ENC | SERC |  | 22 | 2 | NAICS-22 Non-Cogen | PV | SUN | SUN | MISO | A |  | . | . | . | . | . | . | . | . | . | . | . | 0 | . | . | . | . | . | . | . | . | . | . | . | 0 | . | . | . | . | . | . | . | . | . | . | . | 0 | . | . | . | . | . | . | . | . | . | . | . | 728 | . | . | . | . | . | . | . | . | . | . | . | 728 | . | . | . | . | . | . | . | . | . | . | . | 83 | 0 | 0 | 728 | 728 | 83 | 2020 | solar PV | TRUE
64257 | N | . | Schulte 2 Community Solar | Schulte 2 Community Solar | 63861 | IL | ENC | SERC |  | 22 | 2 | NAICS-22 Non-Cogen | PV | SUN | SUN | MISO | A |  | . | . | . | . | . | . | . | . | . | . | . | 0 | . | . | . | . | . | . | . | . | . | . | . | 0 | . | . | . | . | . | . | . | . | . | . | . | 0 | . | . | . | . | . | . | . | . | . | . | . | 9 | . | . | . | . | . | . | . | . | . | . | . | 9 | . | . | . | . | . | . | . | . | . | . | . | 1 | 0 | 0 | 9 | 9 | 1 | 2020 | solar PV | TRUE
64264 | N | . | Las Virgenes | Greenbacker Renewable Energy Corporation | 60025 | CA | PACC | WECC |  | 22 | 2 | NAICS-22 Non-Cogen | PV | SUN | SUN | LDWP | A |  | . | . | . | . | . | . | . | . | . | . | . | 0 | . | . | . | . | . | . | . | . | . | . | . | 0 | . | . | . | . | . | . | . | . | . | . | . | 0 | . | . | . | . | . | . | . | . | . | . | . | 0 | . | . | . | . | . | . | . | . | . | . | . | 0 | . | . | . | . | . | . | . | . | . | . | . | 0 | 0 | 0 | 0 | 0 | 0 | 2020 | solar PV | TRUE
64265 | N | . | Rock Creek 2 CSG | Greenbacker Renewable Energy Corporation | 60025 | CO | MTN | WECC |  | 22 | 2 | NAICS-22 Non-Cogen | PV | SUN | SUN | WACM | A |  | . | . | . | . | . | . | . | . | . | . | . | 0 | . | . | . | . | . | . | . | . | . | . | . | 0 | . | . | . | . | . | . | . | . | . | . | . | 0 | . | . | . | . | . | . | . | . | . | . | . | 245 | . | . | . | . | . | . | . | . | . | . | . | 245 | . | . | . | . | . | . | . | . | . | . | . | 28 | 0 | 0 | 245 | 245 | 28 | 2020 | solar PV | TRUE
64267 | N | . | Valencia 2 | Greenbacker Renewable Energy Corporation | 60025 | CA | PACC | WECC |  | 22 | 2 | NAICS-22 Non-Cogen | PV | SUN | SUN | IID | A |  | . | . | . | . | . | . | . | . | . | . | . | 0 | . | . | . | . | . | . | . | . | . | . | . | 0 | . | . | . | . | . | . | . | . | . | . | . | 0 | . | . | . | . | . | . | . | . | . | . | . | 2621 | . | . | . | . | . | . | . | . | . | . | . | 2621 | . | . | . | . | . | . | . | . | . | . | . | 299 | 0 | 0 | 2621 | 2621 | 299 | 2020 | solar PV | TRUE
64268 | N | . | Lawrence Brook | Greenbacker Renewable Energy Corporation | 60025 | VT | NEW | NPCC |  | 22 | 2 | NAICS-22 Non-Cogen | PV | SUN | SUN | ISNE | A |  | . | . | . | . | . | . | . | . | . | . | . | 0 | . | . | . | . | . | . | . | . | . | . | . | 0 | . | . | . | . | . | . | . | . | . | . | . | 0 | . | . | . | . | . | . | . | . | . | . | . | 377 | . | . | . | . | . | . | . | . | . | . | . | 377 | . | . | . | . | . | . | . | . | . | . | . | 43 | 0 | 0 | 377 | 377 | 43 | 2020 | solar PV | TRUE
64269 | N | . | Kankakee Solar 4 LLC | Kankakee Solar 4 LLC | 63863 | IL | ENC | SERC |  | 22 | 2 | NAICS-22 Non-Cogen | PV | SUN | SUN | MISO | A |  | . | . | . | . | . | . | . | . | . | . | . | 0 | . | . | . | . | . | . | . | . | . | . | . | 0 | . | . | . | . | . | . | . | . | . | . | . | 0 | . | . | . | . | . | . | . | . | . | . | . | 140 | . | . | . | . | . | . | . | . | . | . | . | 140 | . | . | . | . | . | . | . | . | . | . | . | 16 | 0 | 0 | 140 | 140 | 16 | 2020 | solar PV | TRUE
64275 | N | . | Bulloch Neville Farms | Safari Energy, LLC | 63640 | GA | SAT | SERC |  | 22 | 2 | NAICS-22 Non-Cogen | PV | SUN | SUN | SOCO | A |  | . | . | . | . | 0 | 0 | 0 | 0 | 0 | 0 | 0 | 0 | . | . | . | . | 0 | 0 | 0 | 0 | 0 | 0 | 0 | 0 | . | . | . | . | 0 | 0 | 0 | 0 | 0 | 0 | 0 | 0 | . | . | . | . | 4144 | 3513 | 3804 | 3463 | 2730 | 2786 | 2317 | 2230 | . | . | . | . | 4144 | 3513 | 3804 | 3463 | 2730 | 2786 | 2317 | 2230 | . | . | . | . | 472.676 | 400.657 | 433.878 | 394.97 | 311.404 | 317.81 | 264.287 | 254.318 | 0 | 0 | 24987 | 24987 | 2850 | 2020 | solar PV | TRUE
64276 | N | . | Franklin Milliken | Safari Energy, LLC | 63640 | GA | SAT | SERC |  | 22 | 2 | NAICS-22 Non-Cogen | PV | SUN | SUN | SOCO | A |  | . | . | . | 0 | 0 | 0 | 0 | 0 | 0 | 0 | 0 | 0 | . | . | . | 0 | 0 | 0 | 0 | 0 | 0 | 0 | 0 | 0 | . | . | . | 0 | 0 | 0 | 0 | 0 | 0 | 0 | 0 | 0 | . | . | . | 5428 | 6280 | 5323 | 5764 | 5247 | 4137 | 4222 | 3511 | 3379 | . | . | . | 5428 | 6280 | 5323 | 5764 | 5247 | 4137 | 4222 | 3511 | 3379 | . | . | . | 619.172 | 716.284 | 607.147 | 657.489 | 598.529 | 471.894 | 481.602 | 400.495 | 385.388 | 0 | 0 | 43291 | 43291 | 4938 | 2020 | solar PV | TRUE
64277 | N | . | Greene Durham | Safari Energy, LLC | 63640 | GA | SAT | SERC |  | 22 | 2 | NAICS-22 Non-Cogen | PV | SUN | SUN | SOCO | A |  | . | . | . | . | . | 0 | 0 | 0 | 0 | 0 | 0 | 0 | . | . | . | . | . | 0 | 0 | 0 | 0 | 0 | 0 | 0 | . | . | . | . | . | 0 | 0 | 0 | 0 | 0 | 0 | 0 | . | . | . | . | . | 4932 | 5341 | 4862 | 3833 | 3912 | 3253 | 3131 | . | . | . | . | . | 4932 | 5341 | 4862 | 3833 | 3912 | 3253 | 3131 | . | . | . | . | . | 562.562 | 609.208 | 554.577 | 437.242 | 446.237 | 371.086 | 357.088 | 0 | 0 | 29264 | 29264 | 3338 | 2020 | solar PV | TRUE
64278 | N | . | Lowndes IDA | Safari Energy, LLC | 63640 | GA | SAT | SERC |  | 22 | 2 | NAICS-22 Non-Cogen | PV | SUN | SUN | SOCO | A |  | . | . | . | 0 | 0 | 0 | 0 | 0 | 0 | 0 | 0 | 0 | . | . | . | 0 | 0 | 0 | 0 | 0 | 0 | 0 | 0 | 0 | . | . | . | 0 | 0 | 0 | 0 | 0 | 0 | 0 | 0 | 0 | . | . | . | 2772 | 3207 | 2719 | 2944 | 2680 | 2113 | 2156 | 1793 | 1726 | . | . | . | 2772 | 3207 | 2719 | 2944 | 2680 | 2113 | 2156 | 1793 | 1726 | . | . | . | 316.233 | 365.83 | 310.09 | 335.801 | 305.688 | 241.012 | 245.97 | 204.546 | 196.83 | 0 | 0 | 22110 | 22110 | 2522 | 2020 | solar PV | TRUE
64279 | N | . | Lowndes Tycor Farms | Safari Energy, LLC | 63640 | GA | SAT | SERC |  | 22 | 2 | NAICS-22 Non-Cogen | PV | SUN | SUN | SOCO | A |  | . | . | . | . | 0 | 0 | 0 | 0 | 0 | 0 | 0 | 0 | . | . | . | . | 0 | 0 | 0 | 0 | 0 | 0 | 0 | 0 | . | . | . | . | 0 | 0 | 0 | 0 | 0 | 0 | 0 | 0 | . | . | . | . | 4596 | 3896 | 4219 | 3841 | 3028 | 3090 | 2570 | 2473 | . | . | . | . | 4596 | 3896 | 4219 | 3841 | 3028 | 3090 | 2570 | 2473 | . | . | . | . | 524.256 | 444.378 | 481.224 | 438.07 | 345.385 | 352.49 | 293.127 | 282.07 | 0 | 0 | 27713 | 27713 | 3161 | 2020 | solar PV | TRUE
64280 | N | . | Meriwether Jackson | Safari Energy, LLC | 63640 | GA | SAT | SERC |  | 22 | 2 | NAICS-22 Non-Cogen | PV | SUN | SUN | SOCO | A |  | . | . | . | 0 | 0 | 0 | 0 | 0 | 0 | 0 | 0 | 0 | . | . | . | 0 | 0 | 0 | 0 | 0 | 0 | 0 | 0 | 0 | . | . | . | 0 | 0 | 0 | 0 | 0 | 0 | 0 | 0 | 0 | . | . | . | 5572 | 6446 | 5464 | 5917 | 5387 | 4247 | 4334 | 3604 | 3468 | . | . | . | 5572 | 6446 | 5464 | 5917 | 5387 | 4247 | 4334 | 3604 | 3468 | . | . | . | 635.599 | 735.286 | 623.254 | 674.931 | 614.407 | 484.413 | 494.378 | 411.12 | 395.612 | 0 | 0 | 44439 | 44439 | 5069 | 2020 | solar PV | TRUE
64281 | N | . | Murray Treadwell Farms | Safari Energy, LLC | 63640 | GA | SAT | SERC |  | 22 | 2 | NAICS-22 Non-Cogen | PV | SUN | SUN | SOCO | A |  | . | . | 0 | 0 | 0 | 0 | 0 | 0 | 0 | 0 | 0 | 0 | . | . | 0 | 0 | 0 | 0 | 0 | 0 | 0 | 0 | 0 | 0 | . | . | 0 | 0 | 0 | 0 | 0 | 0 | 0 | 0 | 0 | 0 | . | . | 4266 | 5213 | 6031 | 5112 | 5536 | 5039 | 3973 | 4055 | 3372 | 3245 | . | . | 4266 | 5213 | 6031 | 5112 | 5536 | 5039 | 3973 | 4055 | 3372 | 3245 | . | . | 486.613 | 594.644 | 687.909 | 583.096 | 631.443 | 574.819 | 453.201 | 462.524 | 384.63 | 370.121 | 0 | 0 | 45842 | 45842 | 5229 | 2020 | solar PV | TRUE
64282 | N | . | Putnam Erickson | Safari Energy, LLC | 63640 | GA | SAT | SERC |  | 22 | 2 | NAICS-22 Non-Cogen | PV | SUN | SUN | SOCO | A |  | . | . | 0 | 0 | 0 | 0 | 0 | 0 | 0 | 0 | 0 | 0 | . | . | 0 | 0 | 0 | 0 | 0 | 0 | 0 | 0 | 0 | 0 | . | . | 0 | 0 | 0 | 0 | 0 | 0 | 0 | 0 | 0 | 0 | . | . | 3955 | 4833 | 5591 | 4740 | 5132 | 4672 | 3684 | 3759 | 3126 | 3008 | . | . | 3955 | 4833 | 5591 | 4740 | 5132 | 4672 | 3684 | 3759 | 3126 | 3008 | . | . | 451.157 | 551.317 | 637.786 | 540.61 | 585.434 | 532.936 | 420.179 | 428.823 | 356.605 | 343.153 | 0 | 0 | 42500 | 42500 | 4848 | 2020 | solar PV | TRUE
64283 | N | . | Terrell Riles Stovall | Safari Energy, LLC | 63640 | GA | SAT | SERC |  | 22 | 2 | NAICS-22 Non-Cogen | PV | SUN | SUN | SOCO | A |  | . | . | . | . | 0 | 0 | 0 | 0 | 0 | 0 | 0 | 0 | . | . | . | . | 0 | 0 | 0 | 0 | 0 | 0 | 0 | 0 | . | . | . | . | 0 | 0 | 0 | 0 | 0 | 0 | 0 | 0 | . | . | . | . | 2443 | 2071 | 2242 | 2041 | 1609 | 1642 | 1366 | 1314 | . | . | . | . | 2443 | 2071 | 2242 | 2041 | 1609 | 1642 | 1366 | 1314 | . | . | . | . | 278.632 | 236.177 | 255.759 | 232.824 | 183.564 | 187.34 | 155.79 | 149.914 | 0 | 0 | 14728 | 14728 | 1680 | 2020 | solar PV | TRUE
64284 | N | . | Troup RC50 II | Safari Energy, LLC | 63640 | GA | SAT | SERC |  | 22 | 2 | NAICS-22 Non-Cogen | PV | SUN | SUN | SOCO | A |  | . | . | . | 0 | 0 | 0 | 0 | 0 | 0 | 0 | 0 | 0 | . | . | . | 0 | 0 | 0 | 0 | 0 | 0 | 0 | 0 | 0 | . | . | . | 0 | 0 | 0 | 0 | 0 | 0 | 0 | 0 | 0 | . | . | . | 2512 | 2906 | 2463 | 2667 | 2428 | 1914 | 1954 | 1625 | 1563 | . | . | . | 2512 | 2906 | 2463 | 2667 | 2428 | 1914 | 1954 | 1625 | 1563 | . | . | . | 286.515 | 331.452 | 280.95 | 304.245 | 276.962 | 218.363 | 222.855 | 185.324 | 178.334 | 0 | 0 | 20032 | 20032 | 2285 | 2020 | solar PV | TRUE
64285 | N | . | Ware Avra I | Safari Energy, LLC | 63640 | GA | SAT | SERC |  | 22 | 2 | NAICS-22 Non-Cogen | PV | SUN | SUN | SOCO | A |  | . | . | . | 0 | 0 | 0 | 0 | 0 | 0 | 0 | 0 | 0 | . | . | . | 0 | 0 | 0 | 0 | 0 | 0 | 0 | 0 | 0 | . | . | . | 0 | 0 | 0 | 0 | 0 | 0 | 0 | 0 | 0 | . | . | . | 5206 | 6023 | 5105 | 5528 | 5033 | 3968 | 4049 | 3368 | 3240 | . | . | . | 5206 | 6023 | 5105 | 5528 | 5033 | 3968 | 4049 | 3368 | 3240 | . | . | . | 593.842 | 686.983 | 582.311 | 630.593 | 574.045 | 452.59 | 461.901 | 384.112 | 369.623 | 0 | 0 | 41520 | 41520 | 4736 | 2020 | solar PV | TRUE
64286 | N | . | Ware Avra II | Safari Energy, LLC | 63640 | GA | SAT | SERC |  | 22 | 2 | NAICS-22 Non-Cogen | PV | SUN | SUN | SOCO | A |  | . | . | . | 0 | 0 | 0 | 0 | 0 | 0 | 0 | 0 | 0 | . | . | . | 0 | 0 | 0 | 0 | 0 | 0 | 0 | 0 | 0 | . | . | . | 0 | 0 | 0 | 0 | 0 | 0 | 0 | 0 | 0 | . | . | . | 3268 | 3781 | 3205 | 3470 | 3159 | 2491 | 2542 | 2114 | 2034 | . | . | . | 3268 | 3781 | 3205 | 3470 | 3159 | 2491 | 2542 | 2114 | 2034 | . | . | . | 372.782 | 431.25 | 365.543 | 395.851 | 360.354 | 284.111 | 289.956 | 241.124 | 232.029 | 0 | 0 | 26064 | 26064 | 2973 | 2020 | solar PV | TRUE
64288 | N | . | Renewable Energy Center at BJH | Ameren Missouri | 59495 | MO | WNC | SERC |  | 22 | 1 | Electric Utility | PV | SUN | SUN | MISO | A |  | 0 | 0 | 0 | 0 | 0 | 0 | 0 | 0 | 0 | 0 | 0 | 0 | 0 | 0 | 0 | 0 | 0 | 0 | 0 | 0 | 0 | 0 | 0 | 0 | 0 | 0 | 0 | 0 | 0 | 0 | 0 | 0 | 0 | 0 | 0 | 0 | 842 | 1264 | 1456 | 1700 | 1581 | 2032 | 1972 | 2029 | 1757 | 1389 | 1306 | 1144 | 842 | 1264 | 1456 | 1700 | 1581 | 2032 | 1972 | 2029 | 1757 | 1389 | 1306 | 1144 | 96.004 | 144.163 | 166.025 | 193.96 | 180.336 | 231.823 | 224.905 | 231.453 | 200.403 | 158.474 | 149.021 | 130.433 | 0 | 0 | 18472 | 18472 | 2107 | 2020 | solar PV | TRUE
64293 | N | . | Alvin | Broad Reach Power | 63883 | TX | WSC | TRE |  | 22 | 2 | NAICS-22 Non-Cogen | BA | MWH | OTH | ERCO | A | megawatthours | . | . | . | . | . | . | . | . | . | 196 | 160 | 151 | . | . | . | . | . | . | . | . | . | 196 | 160 | 151 | . | . | . | . | . | . | . | . | . | 0 | 0 | 0 | . | . | . | . | . | . | . | . | . | 0 | 0 | 0 | . | . | . | . | . | . | . | . | . | 0 | 0 | 0 | . | . | . | . | . | . | . | . | . | -20.841 | -17.048 | -16.111 | 507 | 507 | 0 | 0 | -54 | 2020 | other | TRUE
64294 | N | . | Odessa | Broad Reach Power | 63883 | TX | WSC | TRE |  | 22 | 2 | NAICS-22 Non-Cogen | BA | MWH | OTH | ERCO | A | megawatthours | . | . | . | . | . | . | . | . | . | 225 | 185 | 175 | . | . | . | . | . | . | . | . | . | 225 | 185 | 175 | . | . | . | . | . | . | . | . | . | 0 | 0 | 0 | . | . | . | . | . | . | . | . | . | 0 | 0 | 0 | . | . | . | . | . | . | . | . | . | 0 | 0 | 0 | . | . | . | . | . | . | . | . | . | -20.455 | -16.733 | -15.812 | 585 | 585 | 0 | 0 | -53 | 2020 | other | TRUE
64295 | N | . | Angleton | Broad Reach Power | 63883 | TX | WSC | TRE |  | 22 | 2 | NAICS-22 Non-Cogen | BA | MWH | OTH | ERCO | A | megawatthours | . | . | . | . | . | . | . | . | . | . | 177 | 168 | . | . | . | . | . | . | . | . | . | . | 177 | 168 | . | . | . | . | . | . | . | . | . | . | 0 | 0 | . | . | . | . | . | . | . | . | . | . | 0 | 0 | . | . | . | . | . | . | . | . | . | . | 0 | 0 | . | . | . | . | . | . | . | . | . | . | -22.108 | -20.892 | 345 | 345 | 0 | 0 | -43 | 2020 | other | TRUE
64296 | N | . | Brazoria | Broad Reach Power | 63883 | TX | WSC | TRE |  | 22 | 2 | NAICS-22 Non-Cogen | BA | MWH | OTH | ERCO | A | megawatthours | . | . | . | . | . | . | . | . | . | . | 289 | 274 | . | . | . | . | . | . | . | . | . | . | 289 | 274 | . | . | . | . | . | . | . | . | . | . | 0 | 0 | . | . | . | . | . | . | . | . | . | . | 0 | 0 | . | . | . | . | . | . | . | . | . | . | 0 | 0 | . | . | . | . | . | . | . | . | . | . | -15.424 | -14.576 | 563 | 563 | 0 | 0 | -30 | 2020 | other | TRUE
64297 | N | . | Heights | Broad Reach Power | 63883 | TX | WSC | TRE |  | 22 | 2 | NAICS-22 Non-Cogen | BA | MWH | OTH | ERCO | A | megawatthours | . | . | . | . | . | . | . | . | . | . | . | 392 | . | . | . | . | . | . | . | . | . | . | . | 392 | . | . | . | . | . | . | . | . | . | . | . | 0 | . | . | . | . | . | . | . | . | . | . | . | 0 | . | . | . | . | . | . | . | . | . | . | . | 0 | . | . | . | . | . | . | . | . | . | . | . | -4 | 392 | 392 | 0 | 0 | -4 | 2020 | other | TRUE
64298 | N | . | Magnolia TX | Broad Reach Power | 63883 | TX | WSC | TRE |  | 22 | 2 | NAICS-22 Non-Cogen | BA | MWH | OTH | ERCO | A | megawatthours | . | . | . | . | . | . | . | . | . | . | . | 115 | . | . | . | . | . | . | . | . | . | . | . | 115 | . | . | . | . | . | . | . | . | . | . | . | 0 | . | . | . | . | . | . | . | . | . | . | . | 0 | . | . | . | . | . | . | . | . | . | . | . | 0 | . | . | . | . | . | . | . | . | . | . | . | -21 | 115 | 115 | 0 | 0 | -21 | 2020 | other | TRUE
64302 | N | . | Lafayette 2 - McHenry Franks 1 | Goldman Sachs Renewable Power Group | 61944 | IL | ENC | RFC |  | 22 | 2 | NAICS-22 Non-Cogen | PV | SUN | SUN | PJM | A |  | . | . | . | . | . | . | . | . | . | . | . | 0 | . | . | . | . | . | . | . | . | . | . | . | 0 | . | . | . | . | . | . | . | . | . | . | . | 0 | . | . | . | . | . | . | . | . | . | . | . | 903 | . | . | . | . | . | . | . | . | . | . | . | 903 | . | . | . | . | . | . | . | . | . | . | . | 103 | 0 | 0 | 903 | 903 | 103 | 2020 | solar PV | TRUE
64303 | N | . | Lafayette 2 - McHenry Franks 2 | Goldman Sachs Renewable Power Group | 61944 | IL | ENC | RFC |  | 22 | 2 | NAICS-22 Non-Cogen | PV | SUN | SUN | PJM | A |  | . | . | . | . | . | . | . | . | . | . | . | 0 | . | . | . | . | . | . | . | . | . | . | . | 0 | . | . | . | . | . | . | . | . | . | . | . | 0 | . | . | . | . | . | . | . | . | . | . | . | 587 | . | . | . | . | . | . | . | . | . | . | . | 587 | . | . | . | . | . | . | . | . | . | . | . | 67 | 0 | 0 | 587 | 587 | 67 | 2020 | solar PV | TRUE
64304 | N | . | Lafayette 2 - Kankakee Yonke | Goldman Sachs Renewable Power Group | 61944 | IL | ENC | RFC |  | 22 | 2 | NAICS-22 Non-Cogen | PV | SUN | SUN | PJM | A |  | . | . | . | . | . | . | . | . | . | . | . | 0 | . | . | . | . | . | . | . | . | . | . | . | 0 | . | . | . | . | . | . | . | . | . | . | . | 0 | . | . | . | . | . | . | . | . | . | . | . | 868 | . | . | . | . | . | . | . | . | . | . | . | 868 | . | . | . | . | . | . | . | . | . | . | . | 99 | 0 | 0 | 868 | 868 | 99 | 2020 | solar PV | TRUE
64305 | N | . | TCI France | Entergy New Orleans, LLC | 13478 | LA | WSC | SERC |  | 22 | 1 | Electric Utility | PV | SUN | SUN | MISO | A |  | 0 | 0 | 0 | 0 | 0 | 0 | 0 | 0 | 0 | 0 | 0 | 0 | 0 | 0 | 0 | 0 | 0 | 0 | 0 | 0 | 0 | 0 | 0 | 0 | 0 | 0 | 0 | 0 | 0 | 0 | 0 | 0 | 0 | 0 | 0 | 0 | 675 | 802 | 846 | 1092 | 1427 | 1535 | 1636 | 1461 | 1162 | 965 | 800 | 732 | 675 | 802 | 846 | 1092 | 1427 | 1535 | 1636 | 1461 | 1162 | 965 | 800 | 732 | 77.042 | 91.489 | 96.503 | 124.547 | 162.723 | 175.077 | 186.644 | 166.7 | 132.549 | 110.017 | 91.237 | 83.472 | 0 | 0 | 13133 | 13133 | 1498 | 2020 | solar PV | TRUE
64306 | N | . | TCI Alvar | Entergy New Orleans, LLC | 13478 | LA | WSC | SERC |  | 22 | 1 | Electric Utility | PV | SUN | SUN | MISO | A |  | 0 | 0 | 0 | 0 | 0 | 0 | 0 | 0 | 0 | 0 | 0 | 0 | 0 | 0 | 0 | 0 | 0 | 0 | 0 | 0 | 0 | 0 | 0 | 0 | 0 | 0 | 0 | 0 | 0 | 0 | 0 | 0 | 0 | 0 | 0 | 0 | 686 | 815 | 860 | 1109 | 1449 | 1559 | 1663 | 1485 | 1181 | 980 | 813 | 744 | 686 | 815 | 860 | 1109 | 1449 | 1559 | 1663 | 1485 | 1181 | 980 | 813 | 744 | 78.277 | 92.954 | 98.049 | 126.542 | 165.33 | 177.882 | 189.634 | 169.371 | 134.672 | 111.78 | 92.699 | 84.81 | 0 | 0 | 13344 | 13344 | 1522 | 2020 | solar PV | TRUE
64307 | N | . | New Orleans Solar Station | Entergy New Orleans, LLC | 13478 | LA | WSC | SERC |  | 22 | 1 | Electric Utility | PV | SUN | SUN | MISO | A |  | 0 | 0 | 0 | 0 | 0 | 0 | 0 | 0 | 0 | 0 | 0 | 0 | 0 | 0 | 0 | 0 | 0 | 0 | 0 | 0 | 0 | 0 | 0 | 0 | 0 | 0 | 0 | 0 | 0 | 0 | 0 | 0 | 0 | 0 | 0 | 0 | 0 | 0 | 0 | 0 | 0 | 0 | 0 | 0 | 0 | 0 | 0 | 0 | 0 | 0 | 0 | 0 | 0 | 0 | 0 | 0 | 0 | 0 | 0 | 0 | 0 | 0 | 0 | 0 | 0 | 0 | 0 | 0 | 0 | 0 | 0 | 0 | 0 | 0 | 0 | 0 | 0 | 2020 | solar PV | TRUE
64308 | N | . | Dissigno Healdsburg FPV, LLC | Palmetto Power Management LLC | 63248 | CA | PACC | WECC |  | 22 | 2 | NAICS-22 Non-Cogen | PV | SUN | SUN | CISO | A |  | . | . | . | . | . | . | . | . | . | . | . | 0 | . | . | . | . | . | . | . | . | . | . | . | 0 | . | . | . | . | . | . | . | . | . | . | . | 0 | . | . | . | . | . | . | . | . | . | . | . | 0 | . | . | . | . | . | . | . | . | . | . | . | 0 | . | . | . | . | . | . | . | . | . | . | . | 0 | 0 | 0 | 0 | 0 | 0 | 2020 | solar PV | TRUE
64309 | N | . | Soldier Creek Wind | Soldier Creek Wind LLC | 63887 | KS | WNC | MRO |  | 22 | 2 | NAICS-22 Non-Cogen | WT | WND | WND | SWPP | M |  | . | . | . | . | . | . | . | . | . | . | 0 | 0 | . | . | . | . | . | . | . | . | . | . | 0 | 0 | . | . | . | . | . | . | . | . | . | . | 0 | 0 | . | . | . | . | . | . | . | . | . | . | 345008 | 770277 | . | . | . | . | . | . | . | . | . | . | 345008 | 770277 | . | . | . | . | . | . | . | . | . | . | 39353 | 87861 | 0 | 0 | 1115285 | 1115285 | 127214 | 2020 | onshore wind | TRUE
64310 | N | . | Corning Riverview (CSG) | Corning Riverview Project | 63900 | NY | MAT | NPCC |  | 22 | 2 | NAICS-22 Non-Cogen | PV | SUN | SUN | NYIS | A |  | . | . | . | . | . | . | . | . | . | . | . | 0 | . | . | . | . | . | . | . | . | . | . | . | 0 | . | . | . | . | . | . | . | . | . | . | . | 0 | . | . | . | . | . | . | . | . | . | . | . | 0 | . | . | . | . | . | . | . | . | . | . | . | 0 | . | . | . | . | . | . | . | . | . | . | . | 0 | 0 | 0 | 0 | 0 | 0 | 2020 | solar PV | TRUE
64311 | N | . | Sun Farm VIII, LLC | Sun Farm VIII, LLC | 63898 | NC | SAT | SERC |  | 22 | 2 | NAICS-22 Non-Cogen | PV | SUN | SUN | PJM | A |  | . | . | . | . | . | . | . | . | . | . | . | 0 | . | . | . | . | . | . | . | . | . | . | . | 0 | . | . | . | . | . | . | . | . | . | . | . | 0 | . | . | . | . | . | . | . | . | . | . | . | 0 | . | . | . | . | . | . | . | . | . | . | . | 0 | . | . | . | . | . | . | . | . | . | . | . | 0 | 0 | 0 | 0 | 0 | 0 | 2020 | solar PV | TRUE
64328 | N | . | AES Griggs Solar, LLC | AES Griggs Solar, LLC | 63893 | IL | ENC | RFC |  | 22 | 2 | NAICS-22 Non-Cogen | PV | SUN | SUN | PJM | A |  | . | . | . | . | . | . | . | . | . | . | . | 0 | . | . | . | . | . | . | . | . | . | . | . | 0 | . | . | . | . | . | . | . | . | . | . | . | 0 | . | . | . | . | . | . | . | . | . | . | . | 9 | . | . | . | . | . | . | . | . | . | . | . | 9 | . | . | . | . | . | . | . | . | . | . | . | 1 | 0 | 0 | 9 | 9 | 1 | 2020 | solar PV | TRUE
64329 | N | . | IGS East Central, LLC | IGS East Central, LLC | 63894 | IL | ENC | RFC |  | 22 | 2 | NAICS-22 Non-Cogen | PV | SUN | SUN | PJM | A |  | . | . | . | . | . | . | . | . | . | . | . | 0 | . | . | . | . | . | . | . | . | . | . | . | 0 | . | . | . | . | . | . | . | . | . | . | . | 0 | . | . | . | . | . | . | . | . | . | . | . | 9 | . | . | . | . | . | . | . | . | . | . | . | 9 | . | . | . | . | . | . | . | . | . | . | . | 1 | 0 | 0 | 9 | 9 | 1 | 2020 | solar PV | TRUE
64330 | N | . | SV CSG Lily Lake 2 LLC | SV CSG Lily Lake 2 LLC | 63895 | IL | ENC | RFC |  | 22 | 2 | NAICS-22 Non-Cogen | PV | SUN | SUN | PJM | A |  | . | . | . | . | . | . | . | . | . | . | . | 0 | . | . | . | . | . | . | . | . | . | . | . | 0 | . | . | . | . | . | . | . | . | . | . | . | 0 | . | . | . | . | . | . | . | . | . | . | . | 324 | . | . | . | . | . | . | . | . | . | . | . | 324 | . | . | . | . | . | . | . | . | . | . | . | 37 | 0 | 0 | 324 | 324 | 37 | 2020 | solar PV | TRUE
64331 | N | . | Cedarville Road | SRC P9 - Lena Solar, LLC | 63896 | IL | ENC | RFC |  | 22 | 2 | NAICS-22 Non-Cogen | PV | SUN | SUN | PJM | A |  | . | . | . | . | . | . | . | . | . | . | . | 0 | . | . | . | . | . | . | . | . | . | . | . | 0 | . | . | . | . | . | . | . | . | . | . | . | 0 | . | . | . | . | . | . | . | . | . | . | . | 9 | . | . | . | . | . | . | . | . | . | . | . | 9 | . | . | . | . | . | . | . | . | . | . | . | 1 | 0 | 0 | 9 | 9 | 1 | 2020 | solar PV | TRUE
64332 | N | . | Two Dot Wind Broadview East LLC | Two Dot Wind Broadview East LLC | 63903 | MT | MTN | WECC |  | 22 | 2 | NAICS-22 Non-Cogen | WT | WND | WND | NWMT | A |  | 0 | 0 | 0 | 0 | 0 | 0 | 0 | 0 | 0 | 0 | 0 | 0 | 0 | 0 | 0 | 0 | 0 | 0 | 0 | 0 | 0 | 0 | 0 | 0 | 0 | 0 | 0 | 0 | 0 | 0 | 0 | 0 | 0 | 0 | 0 | 0 | 4563 | 4758 | 3763 | 3856 | 3032 | 3440 | 2423 | 2334 | 3254 | 3676 | 5496 | 4697 | 4563 | 4758 | 3763 | 3856 | 3032 | 3440 | 2423 | 2334 | 3254 | 3676 | 5496 | 4697 | 520.427 | 542.754 | 429.175 | 439.788 | 345.819 | 392.434 | 276.353 | 266.174 | 371.138 | 419.303 | 626.888 | 535.747 | 0 | 0 | 45292 | 45292 | 5166 | 2020 | onshore wind | TRUE
64333 | N | . | WED Coventry Seven, LLC | WED Coventry Seven, LLC | 63904 | RI | NEW | NPCC |  | 22 | 2 | NAICS-22 Non-Cogen | PV | SUN | SUN | ISNE | A |  | . | . | . | . | . | . | . | . | . | . | . | 0 | . | . | . | . | . | . | . | . | . | . | . | 0 | . | . | . | . | . | . | . | . | . | . | . | 0 | . | . | . | . | . | . | . | . | . | . | . | 9 | . | . | . | . | . | . | . | . | . | . | . | 9 | . | . | . | . | . | . | . | . | . | . | . | 1 | 0 | 0 | 9 | 9 | 1 | 2020 | solar PV | TRUE
64334 | N | . | GD Glocester White Oak I, LLC | GD Glocester White Oak I, LLC | 63905 | RI | NEW | NPCC |  | 22 | 2 | NAICS-22 Non-Cogen | PV | SUN | SUN | ISNE | A |  | . | . | . | . | . | . | . | . | . | . | . | 0 | . | . | . | . | . | . | . | . | . | . | . | 0 | . | . | . | . | . | . | . | . | . | . | . | 0 | . | . | . | . | . | . | . | . | . | . | . | 9 | . | . | . | . | . | . | . | . | . | . | . | 9 | . | . | . | . | . | . | . | . | . | . | . | 1 | 0 | 0 | 9 | 9 | 1 | 2020 | solar PV | TRUE
64343 | N | . | 6685 Santa Barbara Ct | 6685 Santa Barbara Ct | 63979 | MD | SAT | RFC |  | 22 | 2 | NAICS-22 Non-Cogen | PV | SUN | SUN | PJM | A |  | . | . | . | . | . | . | . | . | . | . | . | 0 | . | . | . | . | . | . | . | . | . | . | . | 0 | . | . | . | . | . | . | . | . | . | . | . | 0 | . | . | . | . | . | . | . | . | . | . | . | 202 | . | . | . | . | . | . | . | . | . | . | . | 202 | . | . | . | . | . | . | . | . | . | . | . | 23 | 0 | 0 | 202 | 202 | 23 | 2020 | solar PV | TRUE
64350 | N | . | Orbit Bloom Fuel Cell | DG Fuel Cell, LLC | 63963 | NY | MAT | NPCC |  | 22 | 2 | NAICS-22 Non-Cogen | FC | NG | NG | NYIS | A | mcf | . | . | . | . | . | . | . | 35934 | 28197 | 21117 | 21768 | 22187 | . | . | . | . | . | . | . | 35934 | 28197 | 21117 | 21768 | 22187 | . | . | . | . | . | . | . | 1 | 1 | 1 | 1 | 1 | . | . | . | . | . | . | . | 35934 | 28197 | 21117 | 21768 | 22187 | . | . | . | . | . | . | . | 35934 | 28197 | 21117 | 21768 | 22187 | . | . | . | . | . | . | . | 5702.05 | 4474.309 | 3350.813 | 3454.181 | 3520.647 | 129203 | 129203 | 129203 | 129203 | 20502 | 2020 | other | TRUE
64360 | N | . | American Goldfinch SCS ACY2 NJ, LLC | Sol Systems | 61677 | NJ | MAT | NPCC |  | 22 | 2 | NAICS-22 Non-Cogen | PV | SUN | SUN | PJM | A |  | . | . | . | . | . | . | . | . | 0 | 0 | 0 | 0 | . | . | . | . | . | . | . | . | 0 | 0 | 0 | 0 | . | . | . | . | . | . | . | . | 0 | 0 | 0 | 0 | . | . | . | . | . | . | . | . | 5182 | 3742 | 3434 | 2378 | . | . | . | . | . | . | . | . | 5182 | 3742 | 3434 | 2378 | . | . | . | . | . | . | . | . | 591.136 | 426.872 | 391.706 | 271.286 | 0 | 0 | 14736 | 14736 | 1681 | 2020 | solar PV | TRUE
64362 | N | . | SCS American Bottoms 009885 Sauget, LLC | Sol Systems | 61677 | IL | ENC | MRO |  | 22 | 2 | NAICS-22 Non-Cogen | PV | SUN | SUN | MISO | A |  | . | . | . | . | . | . | . | 0 | 0 | 0 | 0 | 0 | . | . | . | . | . | . | . | 0 | 0 | 0 | 0 | 0 | . | . | . | . | . | . | . | 0 | 0 | 0 | 0 | 0 | . | . | . | . | . | . | . | 1909 | 1386 | 1103 | 947 | 660 | . | . | . | . | . | . | . | 1909 | 1386 | 1103 | 947 | 660 | . | . | . | . | . | . | . | 217.754 | 158.109 | 125.83 | 108.064 | 75.243 | 0 | 0 | 6005 | 6005 | 685 | 2020 | solar PV | TRUE
64363 | N | . | ESA Boston Solar, LLC | Sol Systems | 61677 | NC | SAT | SERC |  | 22 | 2 | NAICS-22 Non-Cogen | PV | SUN | SUN | CPLE | A |  | . | . | . | . | . | . | . | . | . | . | . | 0 | . | . | . | . | . | . | . | . | . | . | . | 0 | . | . | . | . | . | . | . | . | . | . | . | 0 | . | . | . | . | . | . | . | . | . | . | . | 2762 | . | . | . | . | . | . | . | . | . | . | . | 2762 | . | . | . | . | . | . | . | . | . | . | . | 315 | 0 | 0 | 2762 | 2762 | 315 | 2020 | solar PV | TRUE
64364 | N | . | SCS Beltway 011754 Rock Falls, LLC | Sol Systems | 61677 | IL | ENC | MRO |  | 22 | 2 | NAICS-22 Non-Cogen | PV | SUN | SUN | PJM | A |  | . | . | . | . | . | . | . | . | 0 | 0 | 0 | 0 | . | . | . | . | . | . | . | . | 0 | 0 | 0 | 0 | . | . | . | . | . | . | . | . | 0 | 0 | 0 | 0 | . | . | . | . | . | . | . | . | 1107 | 881 | 756 | 527 | . | . | . | . | . | . | . | . | 1107 | 881 | 756 | 527 | . | . | . | . | . | . | . | . | 126.217 | 100.45 | 86.267 | 60.066 | 0 | 0 | 3271 | 3271 | 373 | 2020 | solar PV | TRUE
64365 | N | . | Western Meadowlark Solar SCS NE 1, LLC | Sol Systems | 61677 | NE | WNC | WECC |  | 22 | 2 | NAICS-22 Non-Cogen | PV | SUN | SUN | SWPP | A |  | . | 0 | 0 | 0 | 0 | 0 | 0 | 0 | 0 | 0 | 0 | 0 | . | 0 | 0 | 0 | 0 | 0 | 0 | 0 | 0 | 0 | 0 | 0 | . | 0 | 0 | 0 | 0 | 0 | 0 | 0 | 0 | 0 | 0 | 0 | . | 5695 | 6863 | 8994 | 9219 | 10198 | 9845 | 9775 | 7040 | 5283 | 4155 | 2791 | . | 5695 | 6863 | 8994 | 9219 | 10198 | 9845 | 9775 | 7040 | 5283 | 4155 | 2791 | . | 649.618 | 782.859 | 1025.925 | 1051.553 | 1163.224 | 1122.972 | 1115.004 | 802.973 | 602.612 | 473.962 | 318.298 | 0 | 0 | 79858 | 79858 | 9109 | 2020 | solar PV | TRUE
64366 | N | . | Trojan Solar, LLC | Sol Systems | 61677 | NC | SAT | SERC |  | 22 | 2 | NAICS-22 Non-Cogen | PV | SUN | SUN | CPLE | A |  | . | . | . | . | . | . | . | . | . | . | . | 0 | . | . | . | . | . | . | . | . | . | . | . | 0 | . | . | . | . | . | . | . | . | . | . | . | 0 | . | . | . | . | . | . | . | . | . | . | . | 351 | . | . | . | . | . | . | . | . | . | . | . | 351 | . | . | . | . | . | . | . | . | . | . | . | 40 | 0 | 0 | 351 | 351 | 40 | 2020 | solar PV | TRUE
64367 | N | . | Zuma Solar, LLC | Sol Systems | 61677 | NC | SAT | SERC |  | 22 | 2 | NAICS-22 Non-Cogen | PV | SUN | SUN | DUK | A |  | . | . | . | . | . | . | . | . | . | . | . | 0 | . | . | . | . | . | . | . | . | . | . | . | 0 | . | . | . | . | . | . | . | . | . | . | . | 0 | . | . | . | . | . | . | . | . | . | . | . | 929 | . | . | . | . | . | . | . | . | . | . | . | 929 | . | . | . | . | . | . | . | . | . | . | . | 106 | 0 | 0 | 929 | 929 | 106 | 2020 | solar PV | TRUE
64368 | N | . | Mooseheart School - (IL) | Forefront Power, LLC | 62856 | IL | ENC | MRO |  | 22 | 2 | NAICS-22 Non-Cogen | PV | SUN | SUN | PJM | A |  | . | . | . | . | . | . | . | . | . | . | 0 | 0 | . | . | . | . | . | . | . | . | . | . | 0 | 0 | . | . | . | . | . | . | . | . | . | . | 0 | 0 | . | . | . | . | . | . | . | . | . | . | 1018 | 709 | . | . | . | . | . | . | . | . | . | . | 1018 | 709 | . | . | . | . | . | . | . | . | . | . | 116.136 | 80.864 | 0 | 0 | 1727 | 1727 | 197 | 2020 | solar PV | TRUE
64370 | N | . | Plainfield Solar 1 | Ecos Energy LLC | 58135 | CT | NEW | NPCC |  | 22 | 2 | NAICS-22 Non-Cogen | PV | SUN | SUN | ISNE | A |  | 0 | 0 | 0 | 0 | 0 | 0 | 0 | 0 | 0 | 0 | 0 | 0 | 0 | 0 | 0 | 0 | 0 | 0 | 0 | 0 | 0 | 0 | 0 | 0 | 0 | 0 | 0 | 0 | 0 | 0 | 0 | 0 | 0 | 0 | 0 | 0 | 613 | 721 | 1028 | 967 | 1357 | 1290 | 1280 | 1177 | 1075 | 765 | 642 | 446 | 613 | 721 | 1028 | 967 | 1357 | 1290 | 1280 | 1177 | 1075 | 765 | 642 | 446 | 69.953 | 82.234 | 117.263 | 110.344 | 154.756 | 147.19 | 146.059 | 134.212 | 122.665 | 87.23 | 73.179 | 50.915 | 0 | 0 | 11361 | 11361 | 1296 | 2020 | solar PV | TRUE
64376 | N | . | Tranquillity ID | Tranquillity Solar 1, LLC | 63992 | CA | PACC | WECC |  | 22 | 2 | NAICS-22 Non-Cogen | PV | SUN | SUN | CISO | A |  | 0 | 0 | 0 | 0 | 0 | 0 | 0 | 0 | 0 | 0 | 0 | 0 | 0 | 0 | 0 | 0 | 0 | 0 | 0 | 0 | 0 | 0 | 0 | 0 | 0 | 0 | 0 | 0 | 0 | 0 | 0 | 0 | 0 | 0 | 0 | 0 | 1374 | 1863 | 1823 | 2297 | 3006 | 2994 | 3381 | 2801 | 2200 | 2033 | 1607 | 1273 | 1374 | 1863 | 1823 | 2297 | 3006 | 2994 | 3381 | 2801 | 2200 | 2033 | 1607 | 1273 | 156.728 | 212.453 | 207.898 | 262.01 | 342.906 | 341.466 | 385.691 | 319.534 | 250.898 | 231.911 | 183.343 | 145.162 | 0 | 0 | 26652 | 26652 | 3040 | 2020 | solar PV | TRUE
64377 | N | . | Milligan 1 Wind Farm | Milligan 1 Wind, LLC | 63993 | NE | WNC | MRO |  | 22 | 2 | NAICS-22 Non-Cogen | WT | WND | WND | SWPP | M |  | . | . | . | . | . | . | . | . | . | . | 0 | 0 | . | . | . | . | . | . | . | . | . | . | 0 | 0 | . | . | . | . | . | . | . | . | . | . | 0 | 0 | . | . | . | . | . | . | . | . | . | . | 138618 | 215423 | . | . | . | . | . | . | . | . | . | . | 138618 | 215423 | . | . | . | . | . | . | . | . | . | . | 15811.29 | 24572 | 0 | 0 | 354041 | 354041 | 40383.29 | 2020 | onshore wind | TRUE
64378 | N | . | Signature Breads Chelsea | Signature Breads Inc. | 63988 | MA | NEW | NPCC |  | 311 | 6 | Industrial NAICS Non-Cogen | IC | DFO | DFO | ISNE | A | barrels | 5 | 6 | 5 | 6 | 4 | 4 | 4 | 4 | 5 | 8 | 8 | 43 | 5 | 6 | 5 | 6 | 4 | 4 | 4 | 4 | 5 | 8 | 8 | 43 | 5.8 | 5.8 | 5.8 | 5.8 | 5.8 | 5.8 | 5.8 | 5.8 | 5.8 | 5.8 | 5.8 | 5.8 | 29 | 35 | 29 | 35 | 23 | 23 | 23 | 23 | 29 | 46 | 46 | 249 | 29 | 35 | 29 | 35 | 23 | 23 | 23 | 23 | 29 | 46 | 46 | 249 | 2.725 | 2.907 | 2.26 | 2.51 | 1.756 | 1.706 | 2.027 | 1.912 | 2.168 | 3.404 | 3.428 | 19.197 | 102 | 102 | 590 | 590 | 46 | 2020 | petroleum | FALSE
64382 | N | . | IXYS - Beverly | IXYS Integrated Circuits Division, LLC | 63994 | MA | NEW | NPCC |  | 334 | 6 | Industrial NAICS Non-Cogen | IC | DFO | DFO | ISNE | A | barrels | 1 | 1 | 1 | 1 | 0 | 0 | 0 | 0 | 1 | 1 | 1 | 4 | 1 | 1 | 1 | 1 | 0 | 0 | 0 | 0 | 1 | 1 | 1 | 4 | 5.8 | 5.8 | 5.8 | 5.8 | 0 | 0 | 0 | 0 | 5.8 | 5.8 | 5.8 | 5.8 | 6 | 6 | 6 | 6 | 0 | 0 | 0 | 0 | 6 | 6 | 6 | 23 | 6 | 6 | 6 | 6 | 0 | 0 | 0 | 0 | 6 | 6 | 6 | 23 | 0.281 | 0.301 | 0.234 | 0.26 | 0.182 | 0.177 | 0.21 | 0.198 | 0.224 | 0.352 | 0.355 | 1.987 | 11 | 11 | 65 | 65 | 4.761 | 2020 | petroleum | FALSE
64382 | N | . | IXYS - Beverly | IXYS Integrated Circuits Division, LLC | 63994 | MA | NEW | NPCC |  | 334 | 6 | Industrial NAICS Non-Cogen | IC | NG | NG | ISNE | A | mcf | 32 | 25 | 11 | 13 | 9 | 24 | 48 | 40 | 24 | 26 | 19 | 27 | 32 | 25 | 11 | 13 | 9 | 24 | 48 | 40 | 24 | 26 | 19 | 27 | 1 | 1 | 1 | 1 | 1 | 1 | 1 | 1 | 1 | 1 | 1 | 1 | 32 | 25 | 11 | 13 | 9 | 24 | 48 | 40 | 24 | 26 | 19 | 27 | 32 | 25 | 11 | 13 | 9 | 24 | 48 | 40 | 24 | 26 | 19 | 27 | 2.375 | 1.873 | 0.83 | 0.959 | 0.676 | 1.801 | 3.585 | 3.022 | 1.759 | 1.915 | 1.399 | 2.045 | 298 | 298 | 298 | 298 | 22.239 | 2020 | natural gas peaker | FALSE
64385 | N | . | Gliden (Op Zone) | Greenbacker Renewable Energy Corporation | 60025 | NC | SAT | SERC |  | 22 | 2 | NAICS-22 Non-Cogen | PV | SUN | SUN | PJM | A |  | . | . | . | . | . | . | . | . | . | . | . | 0 | . | . | . | . | . | . | . | . | . | . | . | 0 | . | . | . | . | . | . | . | . | . | . | . | 0 | . | . | . | . | . | . | . | . | . | . | . | 0 | . | . | . | . | . | . | . | . | . | . | . | 0 | . | . | . | . | . | . | . | . | . | . | . | 0 | 0 | 0 | 0 | 0 | 0 | 2020 | solar PV | TRUE
64391 | N | . | Firestone Walker Brewery - Phase 1 | SkyHigh 2 Solar | 63432 | CA | PACC | WECC |  | 312 | 6 | Industrial NAICS Non-Cogen | PV | SUN | SUN | CISO | A |  | . | . | . | . | . | . | . | . | . | . | 0 | 0 | . | . | . | . | . | . | . | . | . | . | 0 | 0 | . | . | . | . | . | . | . | . | . | . | 0 | 0 | . | . | . | . | . | . | . | . | . | . | 1018 | 806 | . | . | . | . | . | . | . | . | . | . | 1018 | 806 | . | . | . | . | . | . | . | . | . | . | 116.088 | 91.912 | 0 | 0 | 1824 | 1824 | 208 | 2020 | solar PV | FALSE
64404 | N | . | Mesa Carport PV | Apple, Inc | 57369 | AZ | MTN | WECC |  | 518 | 4 | Commercial NAICS Non-Cogen | PV | SUN | SUN | SRP | A |  | . | . | 0 | 0 | 0 | 0 | 0 | 0 | 0 | 0 | 0 | 0 | . | . | 0 | 0 | 0 | 0 | 0 | 0 | 0 | 0 | 0 | 0 | . | . | 0 | 0 | 0 | 0 | 0 | 0 | 0 | 0 | 0 | 0 | . | . | 317 | 424 | 459 | 439 | 440 | 404 | 365 | 344 | 246 | 218 | . | . | 317 | 424 | 459 | 439 | 440 | 404 | 365 | 344 | 246 | 218 | . | . | 36.17 | 48.349 | 52.371 | 50.036 | 50.138 | 46.095 | 41.648 | 39.263 | 28.04 | 24.89 | 0 | 0 | 3656 | 3656 | 417 | 2020 | solar PV | FALSE
64408 | Y | . | Georges River Energy | Robbins Lumber Inc | 16191 | ME | NEW | NPCC |  | 22 | 3 | NAICS-22 Cogen | ST | WDS | WWW | ISNE | A | short tons | 10246 | 9236 | 9432 | 9156 | 8961 | 9378 | 10448 | 10276 | 9050 | 8611 | 9484 | 9971 | 7016 | 6324 | 6458 | 6268 | 6135 | 6420 | 7153 | 7035 | 6196 | 5895 | 6493 | 6826 | 8.5 | 8.5 | 8.5 | 8.5 | 8.5 | 8.5 | 8.5 | 8.5 | 8.5 | 8.5 | 8.5 | 8.5 | 87091 | 78506 | 80172 | 77826 | 76169 | 79713 | 88808 | 87346 | 76925 | 73194 | 80614 | 84754 | 59633 | 53752 | 54889 | 53282 | 52149 | 54573 | 60804 | 59800 | 52667 | 50110 | 55191 | 58025 | 4718.576 | 4253.165 | 4343.15 | 4215.988 | 4126.361 | 4318.131 | 4811.222 | 4731.747 | 4167.334 | 3964.998 | 4367.039 | 4591.289 | 114249 | 78219 | 971118 | 664875 | 52609 | 2020 | biomass | TRUE
64410 | N | . | Briarwood | Briarwood Solar, LLC | 64051 | SC | SAT | SERC |  | 22 | 2 | NAICS-22 Non-Cogen | PV | SUN | SUN | DUK | A |  | . | . | . | . | . | . | . | . | . | . | . | 0 | . | . | . | . | . | . | . | . | . | . | . | 0 | . | . | . | . | . | . | . | . | . | . | . | 0 | . | . | . | . | . | . | . | . | . | . | . | 561 | . | . | . | . | . | . | . | . | . | . | . | 561 | . | . | . | . | . | . | . | . | . | . | . | 64 | 0 | 0 | 561 | 561 | 64 | 2020 | solar PV | TRUE
64412 | N | . | Gold Mine | Gold Mine Solar, LLC | 64053 | SC | SAT | SERC |  | 22 | 2 | NAICS-22 Non-Cogen | PV | SUN | SUN | DUK | A |  | . | . | . | . | . | . | . | . | . | . | . | 0 | . | . | . | . | . | . | . | . | . | . | . | 0 | . | . | . | . | . | . | . | . | . | . | . | 0 | . | . | . | . | . | . | . | . | . | . | . | 342 | . | . | . | . | . | . | . | . | . | . | . | 342 | . | . | . | . | . | . | . | . | . | . | . | 39 | 0 | 0 | 342 | 342 | 39 | 2020 | solar PV | TRUE
64417 | N | . | Wilbraham | BWC East Brook, LLC | 64057 | MA | NEW | NPCC |  | 22 | 2 | NAICS-22 Non-Cogen | PV | SUN | SUN | ISNE | A |  | . | . | . | . | . | . | . | . | . | . | . | 0 | . | . | . | . | . | . | . | . | . | . | . | 0 | . | . | . | . | . | . | . | . | . | . | . | 0 | . | . | . | . | . | . | . | . | . | . | . | 570 | . | . | . | . | . | . | . | . | . | . | . | 570 | . | . | . | . | . | . | . | . | . | . | . | 65 | 0 | 0 | 570 | 570 | 65 | 2020 | solar PV | TRUE
64418 | N | . | Big Bear | Los Palos Street Operating, LLC | 64034 | CA | PACC | WECC |  | 22 | 2 | NAICS-22 Non-Cogen | PV | SUN | SUN | LDWP | A |  | . | . | . | . | . | . | . | . | . | . | . | 0 | . | . | . | . | . | . | . | . | . | . | . | 0 | . | . | . | . | . | . | . | . | . | . | . | 0 | . | . | . | . | . | . | . | . | . | . | . | 684 | . | . | . | . | . | . | . | . | . | . | . | 684 | . | . | . | . | . | . | . | . | . | . | . | 78 | 0 | 0 | 684 | 684 | 78 | 2020 | solar PV | TRUE
64419 | N | . | Elm Street | ISM Solar Dighton 3, LLC | 64067 | MA | NEW | NPCC |  | 22 | 2 | NAICS-22 Non-Cogen | PV | SUN | SUN | ISNE | A |  | . | . | . | . | . | . | . | . | . | . | . | 0 | . | . | . | . | . | . | . | . | . | . | . | 0 | . | . | . | . | . | . | . | . | . | . | . | 0 | . | . | . | . | . | . | . | . | . | . | . | 68058 | . | . | . | . | . | . | . | . | . | . | . | 68058 | . | . | . | . | . | . | . | . | . | . | . | 7763 | 0 | 0 | 68058 | 68058 | 7763 | 2020 | solar PV | TRUE
64420 | N | . | Scribner Diesel Generation Facility | City of Scribner | 64065 | NE | WNC | MRO |  | 22 | 1 | Electric Utility | IC | DFO | DFO | SWPP | A | barrels | . | . | . | . | . | . | . | . | 4 | 5 | 7 | 6 | . | . | . | . | . | . | . | . | 4 | 5 | 7 | 6 | . | . | . | . | . | . | . | . | 5.922 | 5.922 | 5.922 | 5.922 | . | . | . | . | . | . | . | . | 24 | 30 | 41 | 36 | . | . | . | . | . | . | . | . | 24 | 30 | 41 | 36 | . | . | . | . | . | . | . | . | 2.662 | 3.321 | 4.461 | 3.556 | 22 | 22 | 131 | 131 | 14 | 2020 | petroleum | TRUE
64420 | N | . | Scribner Diesel Generation Facility | City of Scribner | 64065 | NE | WNC | MRO |  | 22 | 1 | Electric Utility | IC | OBL | ORW | SWPP | A | barrels | . | . | . | . | . | . | . | . | 0 | 0 | 0 | 0 | . | . | . | . | . | . | . | . | 0 | 0 | 0 | 0 | . | . | . | . | . | . | . | . | 0 | 0 | 0 | 0 | . | . | . | . | . | . | . | . | 0 | 0 | 0 | 0 | . | . | . | . | . | . | . | . | 0 | 0 | 0 | 0 | . | . | . | . | . | . | . | . | 0 | 0 | 0 | 0 | 0 | 0 | 0 | 0 | 0 | 2020 | biomass | TRUE
64421 | N | . | Sunvestment Energy Group NY 63 LLC | Green Street Power Partners | 62719 | NY | MAT | NPCC |  | 22 | 2 | NAICS-22 Non-Cogen | PV | SUN | SUN | NYIS | A |  | . | . | . | . | . | . | . | . | 0 | 0 | 0 | 0 | . | . | . | . | . | . | . | . | 0 | 0 | 0 | 0 | . | . | . | . | . | . | . | . | 0 | 0 | 0 | 0 | . | . | . | . | . | . | . | . | 1540 | 1094 | 1007 | 681 | . | . | . | . | . | . | . | . | 1540 | 1094 | 1007 | 681 | . | . | . | . | . | . | . | . | 175.695 | 124.735 | 114.869 | 77.701 | 0 | 0 | 4322 | 4322 | 493 | 2020 | solar PV | TRUE
64422 | N | . | GSPP Onyx New Brunswick LLC | Green Street Power Partners | 62719 | NJ | MAT | RFC |  | 22 | 2 | NAICS-22 Non-Cogen | PV | SUN | SUN | PJM | A |  | 0 | 0 | 0 | 0 | 0 | 0 | 0 | 0 | 0 | 0 | 0 | 0 | 0 | 0 | 0 | 0 | 0 | 0 | 0 | 0 | 0 | 0 | 0 | 0 | 0 | 0 | 0 | 0 | 0 | 0 | 0 | 0 | 0 | 0 | 0 | 0 | 670 | 753 | 1079 | 1122 | 1468 | 1541 | 1451 | 1254 | 1152 | 832 | 764 | 529 | 670 | 753 | 1079 | 1122 | 1468 | 1541 | 1451 | 1254 | 1152 | 832 | 764 | 529 | 76.468 | 85.911 | 123.045 | 127.953 | 167.456 | 175.783 | 165.561 | 143.05 | 131.44 | 94.916 | 87.096 | 60.321 | 0 | 0 | 12615 | 12615 | 1439 | 2020 | solar PV | TRUE
64432 | N | . | Breckenridge Solar | Breckenridge Street Solar 1, LLC | 64069 | MA | NEW | NPCC |  | 22 | 2 | NAICS-22 Non-Cogen | BA | MWH | OTH | ISNE | A | megawatthours | . | . | . | . | . | . | . | . | . | . | 0 | 0 | . | . | . | . | . | . | . | . | . | . | 0 | 0 | . | . | . | . | . | . | . | . | . | . | 0 | 0 | . | . | . | . | . | . | . | . | . | . | 0 | 0 | . | . | . | . | . | . | . | . | . | . | 0 | 0 | . | . | . | . | . | . | . | . | . | . | 0 | 0 | 0 | 0 | 0 | 0 | 0 | 2020 | other | TRUE
64432 | N | . | Breckenridge Solar | Breckenridge Street Solar 1, LLC | 64069 | MA | NEW | NPCC |  | 22 | 2 | NAICS-22 Non-Cogen | PV | SUN | SUN | ISNE | A |  | . | . | . | . | . | . | . | . | . | . | 0 | 0 | . | . | . | . | . | . | . | . | . | . | 0 | 0 | . | . | . | . | . | . | . | . | . | . | 0 | 0 | . | . | . | . | . | . | . | . | . | . | 3724 | 2834 | . | . | . | . | . | . | . | . | . | . | 3724 | 2834 | . | . | . | . | . | . | . | . | . | . | 424.748 | 323.252 | 0 | 0 | 6558 | 6558 | 748 | 2020 | solar PV | TRUE
64434 | N | . | Rounseville Solar | Rounseville Solar 1, LLC | 64071 | MA | NEW | NPCC |  | 22 | 2 | NAICS-22 Non-Cogen | PV | SUN | SUN | ISNE | A |  | . | 0 | 0 | 0 | 0 | 0 | 0 | 0 | 0 | 0 | 0 | 0 | . | 0 | 0 | 0 | 0 | 0 | 0 | 0 | 0 | 0 | 0 | 0 | . | 0 | 0 | 0 | 0 | 0 | 0 | 0 | 0 | 0 | 0 | 0 | . | 3724 | 5667 | 5433 | 7660 | 7237 | 7127 | 6737 | 5850 | 4253 | 3042 | 2315 | . | 3724 | 5667 | 5433 | 7660 | 7237 | 7127 | 6737 | 5850 | 4253 | 3042 | 2315 | . | 424.815 | 646.393 | 619.764 | 873.749 | 825.514 | 812.953 | 768.487 | 667.245 | 485.109 | 346.937 | 264.034 | 0 | 0 | 59045 | 59045 | 6735 | 2020 | solar PV | TRUE
64436 | N | . | Wilmarth Solar | Wilmarth Lane Solar 1, LLC | 64073 | MA | NEW | NPCC |  | 22 | 2 | NAICS-22 Non-Cogen | BA | MWH | OTH | ISNE | A | megawatthours | . | 0 | 0 | 0 | 0 | 0 | 0 | 0 | 0 | 0 | 0 | 0 | . | 0 | 0 | 0 | 0 | 0 | 0 | 0 | 0 | 0 | 0 | 0 | . | 0 | 0 | 0 | 0 | 0 | 0 | 0 | 0 | 0 | 0 | 0 | . | 0 | 0 | 0 | 0 | 0 | 0 | 0 | 0 | 0 | 0 | 0 | . | 0 | 0 | 0 | 0 | 0 | 0 | 0 | 0 | 0 | 0 | 0 | . | 0 | 0 | 0 | 0 | 0 | 0 | 0 | 0 | 0 | 0 | 0 | 0 | 0 | 0 | 0 | 0 | 2020 | other | TRUE
64436 | N | . | Wilmarth Solar | Wilmarth Lane Solar 1, LLC | 64073 | MA | NEW | NPCC |  | 22 | 2 | NAICS-22 Non-Cogen | PV | SUN | SUN | ISNE | A |  | . | 0 | 0 | 0 | 0 | 0 | 0 | 0 | 0 | 0 | 0 | 0 | . | 0 | 0 | 0 | 0 | 0 | 0 | 0 | 0 | 0 | 0 | 0 | . | 0 | 0 | 0 | 0 | 0 | 0 | 0 | 0 | 0 | 0 | 0 | . | 3514 | 5347 | 5127 | 7228 | 6829 | 6725 | 6357 | 5520 | 4013 | 2870 | 2184 | . | 3514 | 5347 | 5127 | 7228 | 6829 | 6725 | 6357 | 5520 | 4013 | 2870 | 2184 | . | 400.846 | 609.923 | 584.796 | 824.45 | 778.937 | 767.085 | 725.128 | 629.598 | 457.738 | 327.362 | 249.137 | 0 | 0 | 55714 | 55714 | 6355 | 2020 | solar PV | TRUE
64444 | N | . | City of Paris Solar | Today's Power, Inc. | 61204 | AR | WSC | MRO |  | 22 | 2 | NAICS-22 Non-Cogen | PV | SUN | SUN | SWPP | A |  | . | . | . | . | . | 0 | 0 | 0 | 0 | 0 | 0 | 0 | . | . | . | . | . | 0 | 0 | 0 | 0 | 0 | 0 | 0 | . | . | . | . | . | 0 | 0 | 0 | 0 | 0 | 0 | 0 | . | . | . | . | . | 2210 | 2277 | 2189 | 1748 | 1484 | 1530 | 1204 | . | . | . | . | . | 2210 | 2277 | 2189 | 1748 | 1484 | 1530 | 1204 | . | . | . | . | . | 252.11 | 259.702 | 249.682 | 199.415 | 169.243 | 174.499 | 137.349 | 0 | 0 | 12642 | 12642 | 1442 | 2020 | solar PV | TRUE
64445 | N | . | County of Dutchess, NY (Airport) | Tesla Inc. | 60947 | NY | MAT | NPCC |  | 22 | 2 | NAICS-22 Non-Cogen | PV | SUN | SUN | NYIS | A |  | 0 | 0 | 0 | 0 | 0 | 0 | 0 | 0 | 0 | 0 | 0 | 0 | 0 | 0 | 0 | 0 | 0 | 0 | 0 | 0 | 0 | 0 | 0 | 0 | 0 | 0 | 0 | 0 | 0 | 0 | 0 | 0 | 0 | 0 | 0 | 0 | 355 | 397 | 574 | 575 | 755 | 759 | 722 | 613 | 603 | 428 | 394 | 267 | 355 | 397 | 574 | 575 | 755 | 759 | 722 | 613 | 603 | 428 | 394 | 267 | 40.535 | 45.257 | 65.437 | 65.616 | 86.167 | 86.622 | 82.385 | 69.951 | 68.792 | 48.839 | 44.976 | 30.423 | 0 | 0 | 6442 | 6442 | 735 | 2020 | solar PV | TRUE
64454 | N | . | Merrimack Solar Farm, LLC | Merrimack Solar Farm | 64119 | NH | NEW | NPCC |  | 22 | 2 | NAICS-22 Non-Cogen | PV | SUN | SUN | ISNE | A |  | 0 | 0 | 0 | 0 | 0 | 0 | 0 | 0 | 0 | 0 | 0 | 0 | 0 | 0 | 0 | 0 | 0 | 0 | 0 | 0 | 0 | 0 | 0 | 0 | 0 | 0 | 0 | 0 | 0 | 0 | 0 | 0 | 0 | 0 | 0 | 0 | 1392 | 1914 | 3072 | 3048 | 4306 | 4135 | 4138 | 3593 | 3259 | 2295 | 1725 | 1078 | 1392 | 1914 | 3072 | 3048 | 4306 | 4135 | 4138 | 3593 | 3259 | 2295 | 1725 | 1078 | 158.801 | 218.347 | 350.368 | 347.68 | 491.12 | 471.651 | 471.992 | 409.8 | 371.771 | 261.737 | 196.758 | 122.975 | 0 | 0 | 33955 | 33955 | 3873 | 2020 | solar PV | TRUE
64456 | N | . | 13 Mile Solar, LLC | 13 Mile Solar, LLC | 64103 | MI | ENC | RFC |  | 22 | 2 | NAICS-22 Non-Cogen | PV | SUN | SUN | MISO | A |  | . | . | . | . | . | . | . | . | . | . | . | 0 | . | . | . | . | . | . | . | . | . | . | . | 0 | . | . | . | . | . | . | . | . | . | . | . | 0 | . | . | . | . | . | . | . | . | . | . | . | 18 | . | . | . | . | . | . | . | . | . | . | . | 18 | . | . | . | . | . | . | . | . | . | . | . | 2 | 0 | 0 | 18 | 18 | 2 | 2020 | solar PV | TRUE
64457 | N | . | Captain Solar, LLC | Captain Solar, LLC | 64104 | MI | ENC | RFC |  | 22 | 2 | NAICS-22 Non-Cogen | PV | SUN | SUN | MISO | A |  | . | . | . | . | . | . | . | . | . | . | . | 0 | . | . | . | . | . | . | . | . | . | . | . | 0 | . | . | . | . | . | . | . | . | . | . | . | 0 | . | . | . | . | . | . | . | . | . | . | . | 35 | . | . | . | . | . | . | . | . | . | . | . | 35 | . | . | . | . | . | . | . | . | . | . | . | 4 | 0 | 0 | 35 | 35 | 4 | 2020 | solar PV | TRUE
64458 | N | . | Coldwater Solar, LLC | Coldwater Solar, LLC | 64105 | MI | ENC | RFC |  | 22 | 2 | NAICS-22 Non-Cogen | PV | SUN | SUN | MISO | A |  | . | . | . | . | . | . | . | . | . | . | . | 0 | . | . | . | . | . | . | . | . | . | . | . | 0 | . | . | . | . | . | . | . | . | . | . | . | 0 | . | . | . | . | . | . | . | . | . | . | . | 44 | . | . | . | . | . | . | . | . | . | . | . | 44 | . | . | . | . | . | . | . | . | . | . | . | 5 | 0 | 0 | 44 | 44 | 5 | 2020 | solar PV | TRUE
64459 | N | . | Geddes 1 Solar, LLC | Geddes 1 Solar, LLC | 64106 | MI | ENC | RFC |  | 22 | 2 | NAICS-22 Non-Cogen | PV | SUN | SUN | MISO | A |  | . | . | . | . | . | . | . | . | . | . | . | 0 | . | . | . | . | . | . | . | . | . | . | . | 0 | . | . | . | . | . | . | . | . | . | . | . | 0 | . | . | . | . | . | . | . | . | . | . | . | 9 | . | . | . | . | . | . | . | . | . | . | . | 9 | . | . | . | . | . | . | . | . | . | . | . | 1 | 0 | 0 | 9 | 9 | 1 | 2020 | solar PV | TRUE
64460 | N | . | Jack Francis Solar, LLC | Jack Francis Solar, LLC | 64111 | MI | ENC | RFC |  | 22 | 2 | NAICS-22 Non-Cogen | PV | SUN | SUN | MISO | A |  | . | . | . | . | . | . | . | . | . | . | . | 0 | . | . | . | . | . | . | . | . | . | . | . | 0 | . | . | . | . | . | . | . | . | . | . | . | 0 | . | . | . | . | . | . | . | . | . | . | . | 0 | . | . | . | . | . | . | . | . | . | . | . | 0 | . | . | . | . | . | . | . | . | . | . | . | 0 | 0 | 0 | 0 | 0 | 0 | 2020 | solar PV | TRUE
64461 | N | . | May Shannon Solar, LLC | May Shannon Solar, LLC | 64112 | MI | ENC | RFC |  | 22 | 2 | NAICS-22 Non-Cogen | PV | SUN | SUN | MISO | A |  | . | . | . | . | . | . | . | . | . | . | . | 0 | . | . | . | . | . | . | . | . | . | . | . | 0 | . | . | . | . | . | . | . | . | . | . | . | 0 | . | . | . | . | . | . | . | . | . | . | . | 9 | . | . | . | . | . | . | . | . | . | . | . | 9 | . | . | . | . | . | . | . | . | . | . | . | 1 | 0 | 0 | 9 | 9 | 1 | 2020 | solar PV | TRUE
64462 | N | . | Stoneheart Solar, LLC | Stoneheart Solar, LLC | 64113 | MI | ENC | RFC |  | 22 | 2 | NAICS-22 Non-Cogen | PV | SUN | SUN | MISO | A |  | . | . | . | . | . | . | . | . | . | . | . | 0 | . | . | . | . | . | . | . | . | . | . | . | 0 | . | . | . | . | . | . | . | . | . | . | . | 0 | . | . | . | . | . | . | . | . | . | . | . | 44 | . | . | . | . | . | . | . | . | . | . | . | 44 | . | . | . | . | . | . | . | . | . | . | . | 5 | 0 | 0 | 44 | 44 | 5 | 2020 | solar PV | TRUE
64463 | N | . | Workman Road Solar Farm, LLC | Workman Road Solar Farm, LLC | 64114 | MI | ENC | RFC |  | 22 | 2 | NAICS-22 Non-Cogen | PV | SUN | SUN | MISO | A |  | . | . | . | . | . | . | . | . | . | . | . | 0 | . | . | . | . | . | . | . | . | . | . | . | 0 | . | . | . | . | . | . | . | . | . | . | . | 0 | . | . | . | . | . | . | . | . | . | . | . | 18 | . | . | . | . | . | . | . | . | . | . | . | 18 | . | . | . | . | . | . | . | . | . | . | . | 2 | 0 | 0 | 18 | 18 | 2 | 2020 | solar PV | TRUE
64470 | N | . | Interchange Solar, LLC | Interchange Solar, LLC | 64107 | MI | ENC | RFC |  | 22 | 2 | NAICS-22 Non-Cogen | PV | SUN | SUN | MISO | A |  | . | . | . | . | . | . | . | . | . | . | . | 0 | . | . | . | . | . | . | . | . | . | . | . | 0 | . | . | . | . | . | . | . | . | . | . | . | 0 | . | . | . | . | . | . | . | . | . | . | . | 44 | . | . | . | . | . | . | . | . | . | . | . | 44 | . | . | . | . | . | . | . | . | . | . | . | 5 | 0 | 0 | 44 | 44 | 5 | 2020 | solar PV | TRUE
64502 | N | . | 7448 Candlewood Road | Hartz Solar LLC | 60268 | MD | SAT | RFC |  | 421 | 4 | Commercial NAICS Non-Cogen | PV | SUN | SUN | PJM | A |  | . | . | . | 0 | 0 | 0 | 0 | 0 | 0 | 0 | 0 | 0 | . | . | . | 0 | 0 | 0 | 0 | 0 | 0 | 0 | 0 | 0 | . | . | . | 0 | 0 | 0 | 0 | 0 | 0 | 0 | 0 | 0 | . | . | . | 1614 | 1846 | 1989 | 1976 | 1647 | 1462 | 1254 | 1133 | 835 | . | . | . | 1614 | 1846 | 1989 | 1976 | 1647 | 1462 | 1254 | 1133 | 835 | . | . | . | 184.15 | 210.507 | 226.827 | 225.364 | 187.885 | 166.718 | 143.081 | 129.213 | 95.255 | 0 | 0 | 13756 | 13756 | 1569 | 2020 | solar PV | FALSE
64505 | N | . | Flathead Landfill to Gas Energy Facility | Flathead Electric Coop Inc | 6395 | MT | MTN | WECC |  | 22 | 1 | Electric Utility | IC | LFG | MLG | BPAT | A | mcf | 22413 | 20516 | 22571 | 21225 | 21881 | 20059 | 21526 | 21798 | 20468 | 20730 | 20321 | 21652 | 22413 | 20516 | 22571 | 21225 | 21881 | 20059 | 21526 | 21798 | 20468 | 20730 | 20321 | 21652 | 0.44 | 0.44 | 0.44 | 0.44 | 0.44 | 0.44 | 0.44 | 0.44 | 0.44 | 0.44 | 0.44 | 0.44 | 9862 | 9027 | 9931 | 9339 | 9628 | 8826 | 9471 | 9591 | 9006 | 9121 | 8941 | 9527 | 9862 | 9027 | 9931 | 9339 | 9628 | 8826 | 9471 | 9591 | 9006 | 9121 | 8941 | 9527 | 1053.511 | 964.374 | 1060.987 | 997.707 | 1028.542 | 942.905 | 1011.867 | 1024.634 | 962.107 | 974.411 | 955.183 | 1017.772 | 255160 | 255160 | 112270 | 112270 | 11994 | 2020 | biomass | TRUE
64515 | N | . | Stamford Health | Stamford Health Systems, Inc. | 64153 | CT | NEW | NPCC |  | 622 | 4 | Commercial NAICS Non-Cogen | IC | DFO | DFO | ISNE | A | barrels | 9 | 10 | 8 | 9 | 6 | 6 | 7 | 7 | 8 | 12 | 12 | 67 | 9 | 10 | 8 | 9 | 6 | 6 | 7 | 7 | 8 | 12 | 12 | 67 | 5.8 | 5.8 | 5.8 | 5.8 | 5.8 | 5.8 | 5.8 | 5.8 | 5.8 | 5.8 | 5.8 | 5.8 | 52 | 58 | 46 | 52 | 35 | 35 | 41 | 41 | 46 | 70 | 70 | 389 | 52 | 58 | 46 | 52 | 35 | 35 | 41 | 41 | 46 | 70 | 70 | 389 | 5.744 | 6.131 | 4.765 | 5.294 | 3.704 | 3.597 | 4.274 | 4.032 | 4.572 | 7.178 | 7.228 | 40.481 | 161 | 161 | 935 | 935 | 97 | 2020 | petroleum | FALSE
64517 | N | . | Department of Justice | Ecoplexus, Inc | 58970 | CA | PACC | WECC |  | 22 | 2 | NAICS-22 Non-Cogen | PV | SUN | SUN | BANC | A |  | . | . | . | 0 | 0 | 0 | 0 | 0 | 0 | 0 | 0 | 0 | . | . | . | 0 | 0 | 0 | 0 | 0 | 0 | 0 | 0 | 0 | . | . | . | 0 | 0 | 0 | 0 | 0 | 0 | 0 | 0 | 0 | . | . | . | 1524 | 1994 | 1986 | 2243 | 1859 | 1459 | 1349 | 1066 | 844 | . | . | . | 1524 | 1994 | 1986 | 2243 | 1859 | 1459 | 1349 | 1066 | 844 | . | . | . | 173.829 | 227.497 | 226.542 | 255.883 | 211.992 | 166.455 | 153.859 | 121.637 | 96.306 | 0 | 0 | 14324 | 14324 | 1634 | 2020 | solar PV | TRUE
64518 | N | . | CA Institute for Women | Ecoplexus, Inc | 58970 | CA | PACC | WECC |  | 22 | 2 | NAICS-22 Non-Cogen | PV | SUN | SUN | CISO | A |  | . | 0 | 0 | 0 | 0 | 0 | 0 | 0 | 0 | 0 | 0 | 0 | . | 0 | 0 | 0 | 0 | 0 | 0 | 0 | 0 | 0 | 0 | 0 | . | 0 | 0 | 0 | 0 | 0 | 0 | 0 | 0 | 0 | 0 | 0 | . | 1384 | 1355 | 1707 | 2234 | 2225 | 2513 | 2082 | 1635 | 1511 | 1195 | 946 | . | 1384 | 1355 | 1707 | 2234 | 2225 | 2513 | 2082 | 1635 | 1511 | 1195 | 946 | . | 157.906 | 154.521 | 194.74 | 254.866 | 253.795 | 286.666 | 237.495 | 186.48 | 172.369 | 136.27 | 107.892 | 0 | 0 | 18787 | 18787 | 2143 | 2020 | solar PV | TRUE
64519 | N | . | Centinela State Prison | Ecoplexus, Inc | 58970 | CA | PACC | WECC |  | 22 | 2 | NAICS-22 Non-Cogen | PV | SUN | SUN | IID | A |  | 0 | 0 | 0 | 0 | 0 | 0 | 0 | 0 | 0 | 0 | 0 | 0 | 0 | 0 | 0 | 0 | 0 | 0 | 0 | 0 | 0 | 0 | 0 | 0 | 0 | 0 | 0 | 0 | 0 | 0 | 0 | 0 | 0 | 0 | 0 | 0 | 7241 | 9816 | 9605 | 12106 | 15843 | 15777 | 17820 | 14763 | 11592 | 10715 | 8471 | 6707 | 7241 | 9816 | 9605 | 12106 | 15843 | 15777 | 17820 | 14763 | 11592 | 10715 | 8471 | 6707 | 825.969 | 1119.641 | 1095.637 | 1380.811 | 1807.135 | 1799.546 | 2032.617 | 1683.967 | 1322.247 | 1222.188 | 966.23 | 765.012 | 0 | 0 | 140456 | 140456 | 16021 | 2020 | solar PV | TRUE
64521 | N | . | Calipatria State Prison | Ecoplexus, Inc | 58970 | CA | PACC | WECC |  | 22 | 2 | NAICS-22 Non-Cogen | PV | SUN | SUN | IID | A |  | 0 | 0 | 0 | 0 | 0 | 0 | 0 | 0 | 0 | 0 | 0 | 0 | 0 | 0 | 0 | 0 | 0 | 0 | 0 | 0 | 0 | 0 | 0 | 0 | 0 | 0 | 0 | 0 | 0 | 0 | 0 | 0 | 0 | 0 | 0 | 0 | 5966 | 8087 | 7914 | 9974 | 13053 | 12999 | 14682 | 12164 | 9551 | 8828 | 6979 | 5526 | 5966 | 8087 | 7914 | 9974 | 13053 | 12999 | 14682 | 12164 | 9551 | 8828 | 6979 | 5526 | 680.529 | 922.493 | 902.716 | 1137.676 | 1488.932 | 1482.68 | 1674.711 | 1387.452 | 1089.424 | 1006.984 | 796.095 | 630.308 | 0 | 0 | 115723 | 115723 | 13200 | 2020 | solar PV | TRUE
64523 | N | . | Atascadero State Hospital | Ecoplexus, Inc | 58970 | CA | PACC | WECC |  | 22 | 2 | NAICS-22 Non-Cogen | PV | SUN | SUN | CISO | A |  | . | . | . | . | . | . | . | 0 | 0 | 0 | 0 | 0 | . | . | . | . | . | . | . | 0 | 0 | 0 | 0 | 0 | . | . | . | . | . | . | . | 0 | 0 | 0 | 0 | 0 | . | . | . | . | . | . | . | 0 | 0 | 0 | 0 | 0 | . | . | . | . | . | . | . | 0 | 0 | 0 | 0 | 0 | . | . | . | . | . | . | . | 0 | 0 | 0 | 0 | 0 | 0 | 0 | 0 | 0 | 0 | 2020 | solar PV | TRUE
64525 | N | . | Troupsburg | Solar Planet Power | 62923 | NY | MAT | NPCC |  | 22 | 2 | NAICS-22 Non-Cogen | PV | SUN | SUN | NYIS | A |  | . | . | . | . | . | . | . | . | . | . | . | 0 | . | . | . | . | . | . | . | . | . | . | . | 0 | . | . | . | . | . | . | . | . | . | . | . | 0 | . | . | . | . | . | . | . | . | . | . | . | 815 | . | . | . | . | . | . | . | . | . | . | . | 815 | . | . | . | . | . | . | . | . | . | . | . | 93 | 0 | 0 | 815 | 815 | 93 | 2020 | solar PV | TRUE
64527 | N | . | Flatwood Farm | Flatwood Farm, LLC | 64154 | NC | SAT | SERC |  | 22 | 2 | NAICS-22 Non-Cogen | PV | SUN | SUN | CPLE | A |  | 0 | 0 | 0 | 0 | 0 | 0 | 0 | 0 | 0 | 0 | 0 | 0 | 0 | 0 | 0 | 0 | 0 | 0 | 0 | 0 | 0 | 0 | 0 | 0 | 0 | 0 | 0 | 0 | 0 | 0 | 0 | 0 | 0 | 0 | 0 | 0 | 4636 | 4764 | 6094 | 8278 | 8284 | 8059 | 9015 | 7239 | 6131 | 6215 | 5198 | 4393 | 4636 | 4764 | 6094 | 8278 | 8284 | 8059 | 9015 | 7239 | 6131 | 6215 | 5198 | 4393 | 528.805 | 543.452 | 695.129 | 944.167 | 944.918 | 919.288 | 1028.293 | 825.677 | 699.28 | 708.948 | 592.938 | 501.105 | 0 | 0 | 78306 | 78306 | 8932 | 2020 | solar PV | TRUE
64549 | N | . | Smithfield Solar Farm, LLC | Smithfield Solar Farm | 64120 | RI | NEW | NPCC |  | 22 | 2 | NAICS-22 Non-Cogen | PV | SUN | SUN | ISNE | A |  | . | . | . | . | . | . | 0 | 0 | 0 | 0 | 0 | 0 | . | . | . | . | . | . | 0 | 0 | 0 | 0 | 0 | 0 | . | . | . | . | . | . | 0 | 0 | 0 | 0 | 0 | 0 | . | . | . | . | . | . | 1687 | 1464 | 1329 | 935 | 703 | 439 | . | . | . | . | . | . | 1687 | 1464 | 1329 | 935 | 703 | 439 | . | . | . | . | . | . | 192.394 | 167.044 | 151.542 | 106.69 | 80.203 | 50.127 | 0 | 0 | 6557 | 6557 | 748 | 2020 | solar PV | TRUE
64552 | N | . | Downtown Generation Plant | City of Greenfield - (IA) | 7626 | IA | WNC | MRO |  | 22 | 1 | Electric Utility | IC | DFO | DFO | MISO | A | barrels | . | . | . | . | . | . | 10 | 15 | 12 | 14 | 19 | 15 | . | . | . | . | . | . | 10 | 15 | 12 | 14 | 19 | 15 | . | . | . | . | . | . | 6 | 6 | 6 | 6 | 6 | 6 | . | . | . | . | . | . | 60 | 90 | 72 | 84 | 114 | 90 | . | . | . | . | . | . | 60 | 90 | 72 | 84 | 114 | 90 | . | . | . | . | . | . | 4.699 | 7.617 | 5.834 | 7.279 | 9.777 | 7.794 | 85 | 85 | 510 | 510 | 43 | 2020 | petroleum | TRUE
64565 | N | . | Apalachicola | Westbound Solar LLC | 62715 | GA | SAT | SERC |  | 22 | 2 | NAICS-22 Non-Cogen | PV | SUN | SUN | SOCO | A |  | 0 | 0 | 0 | 0 | 0 | 0 | 0 | 0 | 0 | 0 | 0 | 0 | 0 | 0 | 0 | 0 | 0 | 0 | 0 | 0 | 0 | 0 | 0 | 0 | 0 | 0 | 0 | 0 | 0 | 0 | 0 | 0 | 0 | 0 | 0 | 0 | 2632 | 2712 | 3729 | 4557 | 5271 | 4468 | 4839 | 4405 | 3473 | 3544 | 2947 | 2836 | 2632 | 2712 | 3729 | 4557 | 5271 | 4468 | 4839 | 4405 | 3473 | 3544 | 2947 | 2836 | 300.251 | 309.351 | 425.323 | 519.748 | 601.266 | 509.654 | 551.912 | 502.419 | 396.119 | 404.268 | 336.185 | 323.504 | 0 | 0 | 45413 | 45413 | 5180 | 2020 | solar PV | TRUE
64569 | N | . | Arnold Cochran | Westbound Solar LLC | 62715 | GA | SAT | SERC |  | 22 | 2 | NAICS-22 Non-Cogen | PV | SUN | SUN | SOCO | A |  | . | . | . | 0 | 0 | 0 | 0 | 0 | 0 | 0 | 0 | 0 | . | . | . | 0 | 0 | 0 | 0 | 0 | 0 | 0 | 0 | 0 | . | . | . | 0 | 0 | 0 | 0 | 0 | 0 | 0 | 0 | 0 | . | . | . | 3054 | 3533 | 2995 | 3243 | 2952 | 2327 | 2375 | 1975 | 1901 | . | . | . | 3054 | 3533 | 2995 | 3243 | 2952 | 2327 | 2375 | 1975 | 1901 | . | . | . | 348.331 | 402.964 | 341.567 | 369.887 | 336.718 | 265.476 | 270.938 | 225.309 | 216.81 | 0 | 0 | 24355 | 24355 | 2778 | 2020 | solar PV | TRUE
64570 | N | . | Columbia Substation | Westbound Solar LLC | 62715 | GA | SAT | SERC |  | 22 | 2 | NAICS-22 Non-Cogen | PV | SUN | SUN | SOCO | A |  | . | . | . | . | 0 | 0 | 0 | 0 | 0 | 0 | 0 | 0 | . | . | . | . | 0 | 0 | 0 | 0 | 0 | 0 | 0 | 0 | . | . | . | . | 0 | 0 | 0 | 0 | 0 | 0 | 0 | 0 | . | . | . | . | 4106 | 3481 | 3769 | 3431 | 2705 | 2761 | 2296 | 2209 | . | . | . | . | 4106 | 3481 | 3769 | 3431 | 2705 | 2761 | 2296 | 2209 | . | . | . | . | 468.364 | 397.002 | 429.92 | 391.367 | 308.563 | 314.91 | 261.876 | 251.998 | 0 | 0 | 24758 | 24758 | 2824 | 2020 | solar PV | TRUE
64571 | N | . | Coody Cochran | Westbound Solar LLC | 62715 | GA | SAT | SERC |  | 22 | 2 | NAICS-22 Non-Cogen | PV | SUN | SUN | SOCO | A |  | 0 | 0 | 0 | 0 | 0 | 0 | 0 | 0 | 0 | 0 | 0 | 0 | 0 | 0 | 0 | 0 | 0 | 0 | 0 | 0 | 0 | 0 | 0 | 0 | 0 | 0 | 0 | 0 | 0 | 0 | 0 | 0 | 0 | 0 | 0 | 0 | 2847 | 2934 | 4033 | 4929 | 5702 | 4833 | 5234 | 4764 | 3756 | 3834 | 3188 | 3068 | 2847 | 2934 | 4033 | 4929 | 5702 | 4833 | 5234 | 4764 | 3756 | 3834 | 3188 | 3068 | 324.771 | 334.613 | 460.055 | 562.19 | 650.365 | 551.272 | 596.981 | 543.447 | 428.466 | 437.281 | 363.638 | 349.921 | 0 | 0 | 49122 | 49122 | 5603 | 2020 | solar PV | TRUE
64572 | N | . | Dudley | AMP MA Dudley | 64197 | MA | NEW | NPCC |  | 22 | 2 | NAICS-22 Non-Cogen | PV | SUN | SUN | ISNE | A |  | 0 | 0 | 0 | 0 | 0 | 0 | 0 | 0 | 0 | 0 | 0 | 0 | 0 | 0 | 0 | 0 | 0 | 0 | 0 | 0 | 0 | 0 | 0 | 0 | 0 | 0 | 0 | 0 | 0 | 0 | 0 | 0 | 0 | 0 | 0 | 0 | 1944 | 2547 | 3875 | 3715 | 5238 | 4949 | 4873 | 4607 | 4000 | 2908 | 2080 | 1583 | 1944 | 2547 | 3875 | 3715 | 5238 | 4949 | 4873 | 4607 | 4000 | 2908 | 2080 | 1583 | 221.767 | 290.479 | 441.988 | 423.78 | 597.449 | 564.467 | 555.878 | 525.473 | 456.246 | 331.706 | 237.227 | 180.54 | 0 | 0 | 42319 | 42319 | 4827 | 2020 | solar PV | TRUE
64573 | N | . | Joe Jenny | AMP MA Joe Jenny | 64198 | MA | NEW | NPCC |  | 22 | 2 | NAICS-22 Non-Cogen | PV | SUN | SUN | ISNE | A |  | 0 | 0 | 0 | 0 | 0 | 0 | 0 | 0 | 0 | 0 | 0 | 0 | 0 | 0 | 0 | 0 | 0 | 0 | 0 | 0 | 0 | 0 | 0 | 0 | 0 | 0 | 0 | 0 | 0 | 0 | 0 | 0 | 0 | 0 | 0 | 0 | 1035 | 1355 | 2062 | 1977 | 2788 | 2634 | 2594 | 2452 | 2129 | 1548 | 1107 | 842 | 1035 | 1355 | 2062 | 1977 | 2788 | 2634 | 2594 | 2452 | 2129 | 1548 | 1107 | 842 | 118.027 | 154.597 | 235.233 | 225.542 | 317.971 | 300.418 | 295.846 | 279.664 | 242.821 | 176.539 | 126.256 | 96.086 | 0 | 0 | 22523 | 22523 | 2569 | 2020 | solar PV | TRUE
64574 | N | . | Westport Community Solar Garden | BWC Bass River LLC | 64200 | MA | NEW | NPCC |  | 22 | 2 | NAICS-22 Non-Cogen | PV | SUN | SUN | ISNE | A |  | 0 | 0 | 0 | 0 | 0 | 0 | 0 | 0 | 0 | 0 | 0 | 0 | 0 | 0 | 0 | 0 | 0 | 0 | 0 | 0 | 0 | 0 | 0 | 0 | 0 | 0 | 0 | 0 | 0 | 0 | 0 | 0 | 0 | 0 | 0 | 0 | 1492 | 1954 | 2973 | 2850 | 4018 | 3796 | 3739 | 3534 | 3069 | 2231 | 1595 | 1214 | 1492 | 1954 | 2973 | 2850 | 4018 | 3796 | 3739 | 3534 | 3069 | 2231 | 1595 | 1214 | 170.127 | 222.839 | 339.068 | 325.1 | 458.329 | 433.027 | 426.438 | 403.113 | 350.006 | 254.466 | 181.987 | 138.5 | 0 | 0 | 32465 | 32465 | 3703 | 2020 | solar PV | TRUE
64575 | N | . | Mendon | BWC Box Pond LLC | 64201 | MA | NEW | NPCC |  | 22 | 2 | NAICS-22 Non-Cogen | PV | SUN | SUN | ISNE | A |  | 0 | 0 | 0 | 0 | 0 | 0 | 0 | 0 | 0 | 0 | 0 | 0 | 0 | 0 | 0 | 0 | 0 | 0 | 0 | 0 | 0 | 0 | 0 | 0 | 0 | 0 | 0 | 0 | 0 | 0 | 0 | 0 | 0 | 0 | 0 | 0 | 1632 | 2137 | 3252 | 3118 | 4396 | 4153 | 4090 | 3866 | 3357 | 2441 | 1745 | 1328 | 1632 | 2137 | 3252 | 3118 | 4396 | 4153 | 4090 | 3866 | 3357 | 2441 | 1745 | 1328 | 186.115 | 243.781 | 370.933 | 355.652 | 501.401 | 473.722 | 466.514 | 440.997 | 382.899 | 278.38 | 199.09 | 151.516 | 0 | 0 | 35515 | 35515 | 4051 | 2020 | solar PV | TRUE
64579 | N | . | Broadway 2 - UC Riverside | Goldman Sachs Renewable Power Group | 61944 | CA | PACC | WECC |  | 22 | 2 | NAICS-22 Non-Cogen | PV | SUN | SUN | CISO | A |  | 0 | 0 | 0 | 0 | 0 | 0 | 0 | 0 | 0 | 0 | 0 | 0 | 0 | 0 | 0 | 0 | 0 | 0 | 0 | 0 | 0 | 0 | 0 | 0 | 0 | 0 | 0 | 0 | 0 | 0 | 0 | 0 | 0 | 0 | 0 | 0 | 2303 | 3122 | 3055 | 3851 | 5039 | 5018 | 5668 | 4696 | 3687 | 3408 | 2694 | 2133 | 2303 | 3122 | 3055 | 3851 | 5039 | 5018 | 5668 | 4696 | 3687 | 3408 | 2694 | 2133 | 262.725 | 356.138 | 348.503 | 439.212 | 574.818 | 572.404 | 646.54 | 535.641 | 420.584 | 388.757 | 307.341 | 243.337 | 0 | 0 | 44674 | 44674 | 5096 | 2020 | solar PV | TRUE
64580 | N | . | Broadway 2 - Tucson Phase II | Goldman Sachs Renewable Power Group | 61944 | AZ | MTN | WECC |  | 22 | 2 | NAICS-22 Non-Cogen | PV | SUN | SUN | TEPC | A |  | 0 | 0 | 0 | 0 | 0 | 0 | 0 | 0 | 0 | 0 | 0 | 0 | 0 | 0 | 0 | 0 | 0 | 0 | 0 | 0 | 0 | 0 | 0 | 0 | 0 | 0 | 0 | 0 | 0 | 0 | 0 | 0 | 0 | 0 | 0 | 0 | 3626 | 4187 | 4724 | 6315 | 6841 | 6536 | 6549 | 6021 | 5440 | 5128 | 3663 | 3251 | 3626 | 4187 | 4724 | 6315 | 6841 | 6536 | 6549 | 6021 | 5440 | 5128 | 3663 | 3251 | 413.573 | 477.599 | 538.878 | 720.348 | 780.274 | 745.475 | 747.002 | 686.765 | 620.509 | 584.972 | 417.765 | 370.84 | 0 | 0 | 62281 | 62281 | 7104 | 2020 | solar PV | TRUE
64582 | N | . | Shawnee - GA | Westbound Solar LLC | 62715 | GA | SAT | SERC |  | 22 | 2 | NAICS-22 Non-Cogen | PV | SUN | SUN | SOCO | A |  | . | . | . | . | . | . | . | . | . | 0 | 0 | 0 | . | . | . | . | . | . | . | . | . | 0 | 0 | 0 | . | . | . | . | . | . | . | . | . | 0 | 0 | 0 | . | . | . | . | . | . | . | . | . | 12519 | 10410 | 10018 | . | . | . | . | . | . | . | . | . | 12519 | 10410 | 10018 | . | . | . | . | . | . | . | . | . | 1427.914 | 1187.439 | 1142.647 | 0 | 0 | 32947 | 32947 | 3758 | 2020 | solar PV | TRUE
64583 | N | . | Westberry Jesup | Westbound Solar LLC | 62715 | GA | SAT | SERC |  | 22 | 2 | NAICS-22 Non-Cogen | PV | SUN | SUN | SOCO | A |  | 0 | 0 | 0 | 0 | 0 | 0 | 0 | 0 | 0 | 0 | 0 | 0 | 0 | 0 | 0 | 0 | 0 | 0 | 0 | 0 | 0 | 0 | 0 | 0 | 0 | 0 | 0 | 0 | 0 | 0 | 0 | 0 | 0 | 0 | 0 | 0 | 2726 | 2808 | 3861 | 4718 | 5459 | 4627 | 5010 | 4561 | 3596 | 3670 | 3052 | 2937 | 2726 | 2808 | 3861 | 4718 | 5459 | 4627 | 5010 | 4561 | 3596 | 3670 | 3052 | 2937 | 310.915 | 320.34 | 440.431 | 538.21 | 622.624 | 527.758 | 571.516 | 520.266 | 410.19 | 418.628 | 348.127 | 334.995 | 0 | 0 | 47025 | 47025 | 5364 | 2020 | solar PV | TRUE
64584 | N | . | Fountain Folkston | Westbound Solar LLC | 62715 | GA | SAT | SERC |  | 22 | 2 | NAICS-22 Non-Cogen | PV | SUN | SUN | SOCO | A |  | 0 | 0 | 0 | 0 | 0 | 0 | 0 | 0 | 0 | 0 | 0 | 0 | 0 | 0 | 0 | 0 | 0 | 0 | 0 | 0 | 0 | 0 | 0 | 0 | 0 | 0 | 0 | 0 | 0 | 0 | 0 | 0 | 0 | 0 | 0 | 0 | 2237 | 2305 | 3169 | 3873 | 4481 | 3798 | 4113 | 3744 | 2952 | 3013 | 2505 | 2411 | 2237 | 2305 | 3169 | 3873 | 4481 | 3798 | 4113 | 3744 | 2952 | 3013 | 2505 | 2411 | 255.215 | 262.948 | 361.525 | 441.785 | 511.076 | 433.206 | 469.125 | 427.056 | 336.701 | 343.628 | 285.757 | 274.978 | 0 | 0 | 38601 | 38601 | 4403 | 2020 | solar PV | TRUE
64585 | N | . | Harris Shiloh | Westbound Solar LLC | 62715 | GA | SAT | SERC |  | 22 | 2 | NAICS-22 Non-Cogen | PV | SUN | SUN | SOCO | A |  | . | . | . | 0 | 0 | 0 | 0 | 0 | 0 | 0 | 0 | 0 | . | . | . | 0 | 0 | 0 | 0 | 0 | 0 | 0 | 0 | 0 | . | . | . | 0 | 0 | 0 | 0 | 0 | 0 | 0 | 0 | 0 | . | . | . | 3644 | 4216 | 3573 | 3870 | 3523 | 2777 | 2834 | 2357 | 2268 | . | . | . | 3644 | 4216 | 3573 | 3870 | 3523 | 2777 | 2834 | 2357 | 2268 | . | . | . | 415.666 | 480.859 | 407.593 | 441.388 | 401.807 | 316.794 | 323.311 | 268.862 | 258.72 | 0 | 0 | 29062 | 29062 | 3315 | 2020 | solar PV | TRUE
64586 | N | . | Polk Cedartown | Westbound Solar LLC | 62715 | GA | SAT | SERC |  | 22 | 2 | NAICS-22 Non-Cogen | PV | SUN | SUN | SOCO | A |  | 0 | 0 | 0 | 0 | 0 | 0 | 0 | 0 | 0 | 0 | 0 | 0 | 0 | 0 | 0 | 0 | 0 | 0 | 0 | 0 | 0 | 0 | 0 | 0 | 0 | 0 | 0 | 0 | 0 | 0 | 0 | 0 | 0 | 0 | 0 | 0 | 2212 | 2279 | 3133 | 3828 | 4429 | 3754 | 4065 | 3701 | 2918 | 2978 | 2476 | 2383 | 2212 | 2279 | 3133 | 3828 | 4429 | 3754 | 4065 | 3701 | 2918 | 2978 | 2476 | 2383 | 252.257 | 259.903 | 357.337 | 436.668 | 505.156 | 428.188 | 463.691 | 422.11 | 332.801 | 339.648 | 282.448 | 271.793 | 0 | 0 | 38156 | 38156 | 4352 | 2020 | solar PV | TRUE
64587 | N | . | Dover | BWC Buckmaster Pond LLC | 64202 | MA | NEW | NPCC |  | 22 | 2 | NAICS-22 Non-Cogen | PV | SUN | SUN | ISNE | A |  | 0 | 0 | 0 | 0 | 0 | 0 | 0 | 0 | 0 | 0 | 0 | 0 | 0 | 0 | 0 | 0 | 0 | 0 | 0 | 0 | 0 | 0 | 0 | 0 | 0 | 0 | 0 | 0 | 0 | 0 | 0 | 0 | 0 | 0 | 0 | 0 | 717 | 940 | 1430 | 1371 | 1933 | 1826 | 1798 | 1700 | 1476 | 1073 | 767 | 584 | 717 | 940 | 1430 | 1371 | 1933 | 1826 | 1798 | 1700 | 1476 | 1073 | 767 | 584 | 81.826 | 107.177 | 163.079 | 156.36 | 220.438 | 208.269 | 205.1 | 193.882 | 168.339 | 122.388 | 87.529 | 66.613 | 0 | 0 | 15615 | 15615 | 1781 | 2020 | solar PV | TRUE
64588 | N | . | Adirondack A+B Community Solar Garden | BWC Connecticut River LLC | 64203 | MA | NEW | NPCC |  | 22 | 2 | NAICS-22 Non-Cogen | PV | SUN | SUN | ISNE | A |  | 0 | 0 | 0 | 0 | 0 | 0 | 0 | 0 | 0 | 0 | 0 | 0 | 0 | 0 | 0 | 0 | 0 | 0 | 0 | 0 | 0 | 0 | 0 | 0 | 0 | 0 | 0 | 0 | 0 | 0 | 0 | 0 | 0 | 0 | 0 | 0 | 3650 | 4781 | 7275 | 6976 | 9834 | 9291 | 9150 | 8650 | 7510 | 5460 | 3905 | 2972 | 3650 | 4781 | 7275 | 6976 | 9834 | 9291 | 9150 | 8650 | 7510 | 5460 | 3905 | 2972 | 416.382 | 545.393 | 829.861 | 795.673 | 1121.748 | 1059.823 | 1043.696 | 986.609 | 856.631 | 622.799 | 445.409 | 338.976 | 0 | 0 | 79454 | 79454 | 9063 | 2020 | solar PV | TRUE
64589 | N | . | Westport B Community Solar Garden | BWC Hamilton Brook LLC | 64204 | MA | NEW | NPCC |  | 22 | 2 | NAICS-22 Non-Cogen | PV | SUN | SUN | ISNE | A |  | 0 | 0 | 0 | 0 | 0 | 0 | 0 | 0 | 0 | 0 | 0 | 0 | 0 | 0 | 0 | 0 | 0 | 0 | 0 | 0 | 0 | 0 | 0 | 0 | 0 | 0 | 0 | 0 | 0 | 0 | 0 | 0 | 0 | 0 | 0 | 0 | 3285 | 4303 | 6547 | 6278 | 8850 | 8362 | 8234 | 7784 | 6758 | 4914 | 3514 | 2674 | 3285 | 4303 | 6547 | 6278 | 8850 | 8362 | 8234 | 7784 | 6758 | 4914 | 3514 | 2674 | 374.711 | 490.811 | 746.811 | 716.045 | 1009.486 | 953.759 | 939.246 | 887.872 | 770.902 | 560.471 | 400.834 | 305.052 | 0 | 0 | 71503 | 71503 | 8156 | 2020 | solar PV | TRUE
64592 | N | . | 3 MW LLC | 3 MW LLC | 64211 | CO | MTN | WECC |  | 112 | 6 | Industrial NAICS Non-Cogen | IC | OG | OOG | WACM | A | mcf | 21753 | 21559 | 20134 | 16564 | 16747 | 12777 | 14140 | 14233 | 15524 | 19444 | 20059 | 19464 | 21753 | 21559 | 20134 | 16564 | 16747 | 12777 | 14140 | 14233 | 15524 | 19444 | 20059 | 19464 | 1.01 | 1.01 | 1.01 | 1.01 | 1.01 | 1.01 | 1.01 | 1.01 | 1.01 | 1.01 | 1.01 | 1.01 | 21971 | 21775 | 20335 | 16730 | 16914 | 12905 | 14281 | 14375 | 15679 | 19638 | 20260 | 19659 | 21971 | 21775 | 20335 | 16730 | 16914 | 12905 | 14281 | 14375 | 15679 | 19638 | 20260 | 19659 | 2149.456 | 2130.258 | 1989.466 | 1636.646 | 1654.721 | 1262.497 | 1397.2 | 1406.365 | 1533.928 | 1921.216 | 1982.057 | 1923.19 | 212398 | 212398 | 214522 | 214522 | 20987 | 2020 | other | FALSE
64604 | N | . | MNCPPC Randall Farm | Standard Solar | 60531 | MD | SAT | SERC |  | 22 | 2 | NAICS-22 Non-Cogen | PV | SUN | SUN | PJM | A |  | . | . | . | 0 | 0 | 0 | 0 | 0 | 0 | 0 | 0 | 0 | . | . | . | 0 | 0 | 0 | 0 | 0 | 0 | 0 | 0 | 0 | . | . | . | 0 | 0 | 0 | 0 | 0 | 0 | 0 | 0 | 0 | . | . | . | 1781 | 2036 | 2194 | 2180 | 1817 | 1613 | 1384 | 1250 | 921 | . | . | . | 1781 | 2036 | 2194 | 2180 | 1817 | 1613 | 1384 | 1250 | 921 | . | . | . | 203.163 | 232.242 | 250.247 | 248.633 | 207.284 | 183.932 | 157.854 | 142.555 | 105.09 | 0 | 0 | 15176 | 15176 | 1731 | 2020 | solar PV | TRUE
64605 | N | . | TPE Hopkins Solar Holdings1, LLC | Nautilus Solar Solutions | 61227 | RI | NEW | NPCC |  | 22 | 2 | NAICS-22 Non-Cogen | PV | SUN | SUN | ISNE | A |  | . | . | . | . | . | . | . | . | . | . | 0 | 0 | . | . | . | . | . | . | . | . | . | . | 0 | 0 | . | . | . | . | . | . | . | . | . | . | 0 | 0 | . | . | . | . | . | . | . | . | . | . | 2644 | 1652 | . | . | . | . | . | . | . | . | . | . | 2644 | 1652 | . | . | . | . | . | . | . | . | . | . | 301.538 | 188.462 | 0 | 0 | 4296 | 4296 | 490 | 2020 | solar PV | TRUE
64606 | N | . | Burns Solar One LLC | Nautilus Solar Solutions | 61227 | MD | SAT | RFC |  | 22 | 2 | NAICS-22 Non-Cogen | PV | SUN | SUN | PJM | A |  | . | . | . | . | . | . | . | . | . | . | . | 0 | . | . | . | . | . | . | . | . | . | . | . | 0 | . | . | . | . | . | . | . | . | . | . | . | 0 | . | . | . | . | . | . | . | . | . | . | . | 868 | . | . | . | . | . | . | . | . | . | . | . | 868 | . | . | . | . | . | . | . | . | . | . | . | 99 | 0 | 0 | 868 | 868 | 99 | 2020 | solar PV | TRUE
64608 | N | . | Hostetter Solar One, LLC | Nautilus Solar Solutions | 61227 | MD | SAT | RFC |  | 22 | 2 | NAICS-22 Non-Cogen | PV | SUN | SUN | PJM | A |  | . | . | . | . | . | . | . | . | . | . | . | 0 | . | . | . | . | . | . | . | . | . | . | . | 0 | . | . | . | . | . | . | . | . | . | . | . | 0 | . | . | . | . | . | . | . | . | . | . | . | 491 | . | . | . | . | . | . | . | . | . | . | . | 491 | . | . | . | . | . | . | . | . | . | . | . | 56 | 0 | 0 | 491 | 491 | 56 | 2020 | solar PV | TRUE
64663 | Y | . | WLWPCF Cogeneration Facility | City of Salem Public Works | 64262 | OR | PACC | WECC |  | 22132 | 5 | Commercial NAICS Cogen | IC | NG | NG | PGE | A | mcf | . | . | . | . | . | 34 | 120 | 172 | 183 | 166 | 152 | 175 | . | . | . | . | . | 5 | 18 | 26 | 27 | 25 | 22 | 26 | . | . | . | . | . | 1.07 | 1.07 | 1.07 | 1.07 | 1.07 | 1.07 | 1.07 | . | . | . | . | . | 36 | 128 | 184 | 196 | 178 | 163 | 187 | . | . | . | . | . | 5 | 19 | 28 | 29 | 27 | 24 | 28 | . | . | . | . | . | 0.354 | 1.272 | 1.82 | 1.944 | 1.761 | 1.613 | 1.856 | 1002 | 149 | 1072 | 160 | 10.62 | 2020 | natural gas peaker | FALSE
64663 | Y | . | WLWPCF Cogeneration Facility | City of Salem Public Works | 64262 | OR | PACC | WECC |  | 22132 | 5 | Commercial NAICS Cogen | IC | OBG | ORW | PGE | A | Mcf | . | . | . | . | . | 5693 | 6358 | 6074 | 6022 | 5842 | 5806 | 5421 | . | . | . | . | . | 855 | 955 | 912 | 904 | 877 | 872 | 814 | . | . | . | . | . | 5.5 | 5.5 | 5.5 | 5.5 | 5.5 | 5.5 | 5.5 | . | . | . | . | . | 31312 | 34969 | 33407 | 33121 | 32131 | 31933 | 29816 | . | . | . | . | . | 4702 | 5251 | 5017 | 4973 | 4824 | 4795 | 4477 | . | . | . | . | . | 310.189 | 346.38 | 330.917 | 328.048 | 318.237 | 316.288 | 295.321 | 41216 | 6189 | 226689 | 34039 | 2245.38 | 2020 | biomass | FALSE
64723 | N | . | Alton Road Solar | Revity Energy LLC | 64292 | RI | NEW | NPCC |  | 22 | 2 | NAICS-22 Non-Cogen | PV | SUN | SUN | ISNE | A |  | 0 | 0 | 0 | 0 | 0 | 0 | 0 | 0 | 0 | 0 | 0 | 0 | 0 | 0 | 0 | 0 | 0 | 0 | 0 | 0 | 0 | 0 | 0 | 0 | 0 | 0 | 0 | 0 | 0 | 0 | 0 | 0 | 0 | 0 | 0 | 0 | 8554 | 11761 | 18873 | 18728 | 26454 | 25406 | 25424 | 22074 | 20026 | 14099 | 10598 | 6624 | 8554 | 11761 | 18873 | 18728 | 26454 | 25406 | 25424 | 22074 | 20026 | 14099 | 10598 | 6624 | 975.681 | 1341.539 | 2152.684 | 2136.17 | 3017.481 | 2897.858 | 2899.955 | 2517.844 | 2284.191 | 1608.135 | 1208.897 | 755.565 | 0 | 0 | 208621 | 208621 | 23796 | 2020 | solar PV | TRUE
64746 | N | . | Goldman Sachs Carports Solar | DG Northeast 1, LLC | 63058 | NY | MAT | NPCC |  | 22 | 2 | NAICS-22 Non-Cogen | PV | SUN | SUN | NYIS | A |  | . | . | . | . | . | . | . | . | . | . | . | 0 | . | . | . | . | . | . | . | . | . | . | . | 0 | . | . | . | . | . | . | . | . | . | . | . | 0 | . | . | . | . | . | . | . | . | . | . | . | 0 | . | . | . | . | . | . | . | . | . | . | . | 0 | . | . | . | . | . | . | . | . | . | . | . | 0 | 0 | 0 | 0 | 0 | 0 | 2020 | solar PV | TRUE
64748 | N | . | Fuel Cell 18A Sneden Avenue | Annadale Community Clean Energy Projects LLC | 64309 | NY | MAT | NPCC |  | 22 | 2 | NAICS-22 Non-Cogen | FC | NG | NG | NYIS | A | mcf | . | . | . | . | . | . | . | . | . | . | . | 14549 | . | . | . | . | . | . | . | . | . | . | . | 14549 | . | . | . | . | . | . | . | . | . | . | . | 0.25 | . | . | . | . | . | . | . | . | . | . | . | 3637 | . | . | . | . | . | . | . | . | . | . | . | 3637 | . | . | . | . | . | . | . | . | . | . | . | 2335 | 14549 | 14549 | 3637 | 3637 | 2335 | 2020 | other | TRUE
64749 | N | . | Fuel Cell 18B Sneden Avenue | Annadale Community Clean Energy Projects LLC | 64309 | NY | MAT | NPCC |  | 22 | 2 | NAICS-22 Non-Cogen | FC | NG | NG | NYIS | A | mcf | . | . | . | . | . | . | . | . | . | . | . | 16733 | . | . | . | . | . | . | . | . | . | . | . | 16733 | . | . | . | . | . | . | . | . | . | . | . | 1.031 | . | . | . | . | . | . | . | . | . | . | . | 17252 | . | . | . | . | . | . | . | . | . | . | . | 17252 | . | . | . | . | . | . | . | . | . | . | . | 2677 | 16733 | 16733 | 17252 | 17252 | 2677 | 2020 | other | TRUE
64753 | N | . | FDX010.0 FedEx Fuel Cell | 2016 ESA Project Company, LLC | 62150 | CT | NEW | NPCC |  | 22 | 2 | NAICS-22 Non-Cogen | FC | NG | NG | ISNE | A | mcf | 5106 | 4784 | 4336 | 4439 | 3935 | 5261 | 6325 | 5635 | 4967 | 4054 | 4533 | 5113 | 5106 | 4784 | 4336 | 4439 | 3935 | 5261 | 6325 | 5635 | 4967 | 4054 | 4533 | 5113 | 1.036 | 1.036 | 1.036 | 1.036 | 1.036 | 1.036 | 1.036 | 1.036 | 1.036 | 1.036 | 1.036 | 1.036 | 5290 | 4956 | 4492 | 4599 | 4077 | 5450 | 6553 | 5838 | 5146 | 4200 | 4696 | 5297 | 5290 | 4956 | 4492 | 4599 | 4077 | 5450 | 6553 | 5838 | 5146 | 4200 | 4696 | 5297 | 756.802 | 709.169 | 642.711 | 657.98 | 583.365 | 779.933 | 937.544 | 835.305 | 736.289 | 601.015 | 671.914 | 757.973 | 58488 | 58488 | 60594 | 60594 | 8670 | 2020 | other | TRUE
64756 | N | . | EQX005.0 Toyama Fuel Cell | 2016 ESA Project Company, LLC | 62150 | CA | PACC | WECC |  | 22 | 2 | NAICS-22 Non-Cogen | FC | NG | NG | CISO | A | mcf | 4700 | 4150 | 4607 | 3258 | 3063 | 4309 | 6028 | 7497 | 6528 | 6780 | 5416 | 6003 | 4700 | 4150 | 4607 | 3258 | 3063 | 4309 | 6028 | 7497 | 6528 | 6780 | 5416 | 6003 | 1.036 | 1.036 | 1.036 | 1.036 | 1.036 | 1.036 | 1.036 | 1.036 | 1.036 | 1.036 | 1.036 | 1.036 | 4869 | 4299 | 4773 | 3375 | 3173 | 4464 | 6245 | 7767 | 6763 | 7024 | 5611 | 6219 | 4869 | 4299 | 4773 | 3375 | 3173 | 4464 | 6245 | 7767 | 6763 | 7024 | 5611 | 6219 | 693.18 | 612.145 | 679.521 | 480.558 | 451.855 | 635.628 | 889.177 | 1105.754 | 962.939 | 1000.037 | 798.794 | 885.412 | 62339 | 62339 | 64582 | 64582 | 9195 | 2020 | other | TRUE
99999 | N | . | State-Fuel Level Increment | State-Fuel Level Increment | 99999 | CA | PACC |  |  | 99999 | 2 | NAICS-22 Non-Cogen | BA | MWH | OTH | State-Fuel Level Increment |  | megawatthours | 0 | 0 | 0 | 0 | 0 | 0 | 0 | 0 | 0 | 0 | 0 | 0 | 0 | 0 | 0 | 0 | 0 | 0 | 0 | 0 | 0 | 0 | 0 | 0 | 0 | 0 | 0 | 0 | 0 | 0 | 0 | 0 | 0 | 0 | 0 | 0 | 0 | 0 | 0 | 0 | 0 | 0 | 0 | 0 | 0 | 0 | 0 | 0 | 0 | 0 | 0 | 0 | 0 | 0 | 0 | 0 | 0 | 0 | 0 | 0 | 0 | 0 | 0 | 0 | 0 | 0 | 0 | 0 | 0 | 0 | 0 | 0 | 0 | 0 | 0 | 0 | 0 | 2020 | other | TRUE
99999 | N | . | State-Fuel Level Increment | State-Fuel Level Increment | 99999 | MA | NEW |  |  | 99999 | 2 | NAICS-22 Non-Cogen | BA | MWH | OTH | State-Fuel Level Increment |  | megawatthours | . | . | . | . | . | . | 0 | 0 | 0 | 0 | 0 | . | . | . | . | . | . | . | 0 | 0 | 0 | 0 | 0 | . | . | . | . | . | . | . | 0 | 0 | 0 | 0 | 0 | . | . | . | . | . | . | . | 0 | 0 | 0 | 0 | 0 | . | . | . | . | . | . | . | 0 | 0 | 0 | 0 | 0 | . | . | . | . | . | . | . | 0 | 0 | 0 | 0 | 0 | . | 0 | 0 | 0 | 0 | 0 | 2020 | other | TRUE
99999 | N | . | State-Fuel Level Increment | State-Fuel Level Increment | 99999 | VT | NEW |  |  | 99999 | 1 | Electric Utility | BA | MWH | OTH | State-Fuel Level Increment |  | megawatthours | . | . | . | . | . | . | . | . | . | 0 | . | . | . | . | . | . | . | . | . | . | . | 0 | . | . | . | . | . | . | . | . | . | . | . | 0 | . | . | . | . | . | . | . | . | . | . | . | 0 | . | . | . | . | . | . | . | . | . | . | . | 0 | . | . | . | . | . | . | . | . | . | . | . | 0 | . | . | 0 | 0 | 0 | 0 | 0 | 2020 | other | TRUE
99999 | N | . | State-Fuel Level Increment | State-Fuel Level Increment | 99999 | TX | WSC |  |  | 99999 | 2 | NAICS-22 Non-Cogen | BA | MWH | OTH | State-Fuel Level Increment |  | megawatthours | . | 0 | 0 | 0 | 0 | 0 | 0 | 0 | 0 | 0 | 0 | 0 | . | 0 | 0 | 0 | 0 | 0 | 0 | 0 | 0 | 0 | 0 | 0 | . | 0 | 0 | 0 | 0 | 0 | 0 | 0 | 0 | 0 | 0 | 0 | . | 0 | 0 | 0 | 0 | 0 | 0 | 0 | 0 | 0 | 0 | 0 | . | 0 | 0 | 0 | 0 | 0 | 0 | 0 | 0 | 0 | 0 | 0 | . | 0 | 0 | 0 | 0 | 0 | 0 | 0 | 0 | 0 | 0 | 0 | 0 | 0 | 0 | 0 | 0 | 2020 | other | TRUE
99999 | N | . | State-Fuel Level Increment | State-Fuel Level Increment | 99999 | ME | NEW |  |  | 99999 | 2 | NAICS-22 Non-Cogen | BA | MWH | OTH | State-Fuel Level Increment |  | megawatthours | 0 | 0 | 0 | 0 | 0 | 0 | 0 | 0 | 0 | 0 | 0 | 0 | 0 | 0 | 0 | 0 | 0 | 0 | 0 | 0 | 0 | 0 | 0 | 0 | 0 | 0 | 0 | 0 | 0 | 0 | 0 | 0 | 0 | 0 | 0 | 0 | 0 | 0 | 0 | 0 | 0 | 0 | 0 | 0 | 0 | 0 | 0 | 0 | 0 | 0 | 0 | 0 | 0 | 0 | 0 | 0 | 0 | 0 | 0 | 0 | 0 | 0 | 0 | 0 | 0 | 0 | 0 | 0 | 0 | 0 | 0 | 0 | 0 | 0 | 0 | 0 | 0 | 2020 | other | TRUE
99999 | N | . | State-Fuel Level Increment | State-Fuel Level Increment | 99999 | NY | MAT |  |  | 99999 | 4 | Commercial NAICS Non-Cogen | BA | MWH | OTH | State-Fuel Level Increment |  | megawatthours | 0 | 0 | 0 | 0 | 0 | 0 | 0 | 0 | 0 | 0 | 0 | 0 | 0 | 0 | 0 | 0 | 0 | 0 | 0 | 0 | 0 | 0 | 0 | 0 | 0 | 0 | 0 | 0 | 0 | 0 | 0 | 0 | 0 | 0 | 0 | 0 | 0 | 0 | 0 | 0 | 0 | 0 | 0 | 0 | 0 | 0 | 0 | 0 | 0 | 0 | 0 | 0 | 0 | 0 | 0 | 0 | 0 | 0 | 0 | 0 | 0 | 0 | 0 | 0 | 0 | 0 | 0 | 0 | 0 | 0 | 0 | 0 | 0 | 0 | 0 | 0 | 0 | 2020 | other | FALSE
99999 | N | . | State-Fuel Level Increment | State-Fuel Level Increment | 99999 | FL | SAT |  |  | 99999 | 1 | Electric Utility | BA | MWH | OTH | State-Fuel Level Increment |  | megawatthours | 0 | 0 | 0 | 0 | 0 | 0 | 0 | 0 | 0 | 0 | 0 | 0 | 0 | 0 | 0 | 0 | 0 | 0 | 0 | 0 | 0 | 0 | 0 | 0 | 0 | 0 | 0 | 0 | 0 | 0 | 0 | 0 | 0 | 0 | 0 | 0 | 0 | 0 | 0 | 0 | 0 | 0 | 0 | 0 | 0 | 0 | 0 | 0 | 0 | 0 | 0 | 0 | 0 | 0 | 0 | 0 | 0 | 0 | 0 | 0 | 0 | 0 | 0 | 0 | 0 | 0 | 0 | 0 | 0 | 0 | 0 | 0 | 0 | 0 | 0 | 0 | 0 | 2020 | other | TRUE
99999 | Y | . | State-Fuel Level Increment | State-Fuel Level Increment | 99999 | MD | SAT |  |  | 99999 | 5 | Commercial NAICS Cogen | CA | DFO | DFO | State-Fuel Level Increment |  | barrels | . | . | . | . | 0 | . | . | . | . | . | . | . | . | . | . | . | 0 | . | . | . | . | . | . | . | . | . | . | . | 0 | . | . | . | . | . | . | . | . | . | . | . | 0 | . | . | . | . | . | . | . | . | . | . | . | 0 | . | . | . | . | . | . | . | . | . | . | . | 0 | . | . | . | . | . | . | . | 0 | 0 | 0 | 0 | 0 | 2020 | petroleum | FALSE
99999 | N | . | State-Fuel Level Increment | State-Fuel Level Increment | 99999 | VA | SAT |  |  | 99999 | 1 | Electric Utility | CA | DFO | DFO | State-Fuel Level Increment |  | barrels | . | . | . | . | . | 0 | . | . | . | . | . | . | . | . | . | . | . | 0 | . | . | . | . | . | . | . | . | . | . | . | 0 | . | . | . | . | . | . | . | . | . | . | . | 0 | . | . | . | . | . | . | . | . | . | . | . | 0 | . | . | . | . | . | . | . | . | . | . | . | 0 | . | . | . | . | . | . | 0 | 0 | 0 | 0 | 0 | 2020 | petroleum | TRUE
99999 | N | . | State-Fuel Level Increment | State-Fuel Level Increment | 99999 | MS | ESC |  |  | 99999 | 1 | Electric Utility | CA | NG | NG | State-Fuel Level Increment |  | mcf | . | . | . | . | . | . | . | . | . | . | . | 38456 | . | . | . | . | . | . | . | . | . | . | . | 38456 | . | . | . | . | . | . | . | . | . | . | . | 1.028 | . | . | . | . | . | . | . | . | . | . | . | 39533 | . | . | . | . | . | . | . | . | . | . | . | 39533 | . | . | . | . | . | . | . | . | . | . | . | 32441.663 | 38456 | 38456 | 39533 | 39533 | 32441.663 | 2020 | natural gas nonpeaker - preexisting nonretiring | TRUE
99999 | N | . | State-Fuel Level Increment | State-Fuel Level Increment | 99999 | TX | WSC |  |  | 99999 | 2 | NAICS-22 Non-Cogen | CA | NG | NG | State-Fuel Level Increment |  | mcf | . | . | . | 43591 | . | . | . | . | . | . | . | . | . | . | . | 43591 | . | . | . | . | . | . | . | . | . | . | . | 1.025 | . | . | . | . | . | . | . | . | . | . | . | 44681 | . | . | . | . | . | . | . | . | . | . | . | 44681 | . | . | . | . | . | . | . | . | . | . | . | 5191.557 | . | . | . | . | . | . | . | . | 43591 | 43591 | 44681 | 44681 | 5191.557 | 2020 | natural gas nonpeaker - preexisting nonretiring | TRUE
99999 | N | . | State-Fuel Level Increment | State-Fuel Level Increment | 99999 | MO | WNC |  |  | 99999 | 1 | Electric Utility | CA | NG | NG | State-Fuel Level Increment |  | mcf | . | . | . | . | . | . | . | . | . | 0 | . | . | . | . | . | . | . | . | . | . | . | 0 | . | . | . | . | . | . | . | . | . | . | . | 0 | . | . | . | . | . | . | . | . | . | . | . | 0 | . | . | . | . | . | . | . | . | . | . | . | 0 | . | . | . | . | . | . | . | . | . | . | . | 0 | . | . | 0 | 0 | 0 | 0 | 0 | 2020 | natural gas nonpeaker - preexisting nonretiring | TRUE
99999 | Y | . | State-Fuel Level Increment | State-Fuel Level Increment | 99999 | NV | MTN |  |  | 99999 | 3 | NAICS-22 Cogen | CA | NG | NG | State-Fuel Level Increment |  | mcf | . | . | . | . | . | . | . | . | . | . | . | 85249 | . | . | . | . | . | . | . | . | . | . | . | 85249 | . | . | . | . | . | . | . | . | . | . | . | 1.046 | . | . | . | . | . | . | . | . | . | . | . | 89170 | . | . | . | . | . | . | . | . | . | . | . | 89170 | . | . | . | . | . | . | . | . | . | . | . | 15333.701 | 85249 | 85249 | 89170 | 89170 | 15333.701 | 2020 | natural gas nonpeaker - preexisting nonretiring | TRUE
99999 | N | . | State-Fuel Level Increment | State-Fuel Level Increment | 99999 | AL | ESC |  |  | 99999 | 1 | Electric Utility | CA | NG | NG | State-Fuel Level Increment |  | mcf | 0 | . | . | . | . | . | . | . | . | . | . | . | 0 | . | . | . | . | . | . | . | . | . | . | . | 0 | . | . | . | . | . | . | . | . | . | . | . | 0 | . | . | . | . | . | . | . | . | . | . | . | 0 | . | . | . | . | . | . | . | . | . | . | . | 0 | . | . | . | . | . | . | . | . | . | . | . | 0 | 0 | 0 | 0 | 0 | 2020 | natural gas nonpeaker - preexisting nonretiring | TRUE
99999 | Y | . | State-Fuel Level Increment | State-Fuel Level Increment | 99999 | MD | SAT |  |  | 99999 | 5 | Commercial NAICS Cogen | CA | NG | NG | State-Fuel Level Increment |  | mcf | . | . | . | . | 2632 | . | . | . | . | . | . | . | . | . | . | . | 2632 | . | . | . | . | . | . | . | . | . | . | . | 1.036 | . | . | . | . | . | . | . | . | . | . | . | 2727 | . | . | . | . | . | . | . | . | . | . | . | 2727 | . | . | . | . | . | . | . | . | . | . | . | 253.548 | . | . | . | . | . | . | . | 2632 | 2632 | 2727 | 2727 | 253.548 | 2020 | natural gas nonpeaker - preexisting nonretiring | FALSE
99999 | N | . | State-Fuel Level Increment | State-Fuel Level Increment | 99999 | CO | MTN |  |  | 99999 | 1 | Electric Utility | CA | NG | NG | State-Fuel Level Increment |  | mcf | 383683 | . | . | . | . | . | . | . | . | . | . | . | 383683 | . | . | . | . | . | . | . | . | . | . | . | 1.108 | . | . | . | . | . | . | . | . | . | . | . | 425121 | . | . | . | . | . | . | . | . | . | . | . | 425121 | . | . | . | . | . | . | . | . | . | . | . | 115916.87 | . | . | . | . | . | . | . | . | . | . | . | 383683 | 383683 | 425121 | 425121 | 115916.87 | 2020 | natural gas nonpeaker - preexisting nonretiring | TRUE
99999 | N | . | State-Fuel Level Increment | State-Fuel Level Increment | 99999 | GA | SAT |  |  | 99999 | 1 | Electric Utility | CA | NG | NG | State-Fuel Level Increment |  | mcf | 16316 | . | . | . | . | . | . | . | . | . | . | . | 16316 | . | . | . | . | . | . | . | . | . | . | . | 1.032 | . | . | . | . | . | . | . | . | . | . | . | 16838 | . | . | . | . | . | . | . | . | . | . | . | 16838 | . | . | . | . | . | . | . | . | . | . | . | 196958.03 | . | . | . | . | . | . | . | . | . | . | . | 16316 | 16316 | 16838 | 16838 | 196958.03 | 2020 | natural gas nonpeaker - preexisting nonretiring | TRUE
99999 | Y | . | State-Fuel Level Increment | State-Fuel Level Increment | 99999 | AL | ESC |  |  | 99999 | 1 | Electric Utility | CA | NG | NG | State-Fuel Level Increment |  | mcf | . | . | . | . | . | . | . | . | . | 49165 | . | . | . | . | . | . | . | . | . | . | . | 49165 | . | . | . | . | . | . | . | . | . | . | . | 1.032 | . | . | . | . | . | . | . | . | . | . | . | 50738 | . | . | . | . | . | . | . | . | . | . | . | 50738 | . | . | . | . | . | . | . | . | . | . | . | 14679.434 | . | . | 49165 | 49165 | 50738 | 50738 | 14679.434 | 2020 | natural gas nonpeaker - preexisting nonretiring | TRUE
99999 | N | . | State-Fuel Level Increment | State-Fuel Level Increment | 99999 | VA | SAT |  |  | 99999 | 1 | Electric Utility | CA | NG | NG | State-Fuel Level Increment |  | mcf | . | . | . | . | . | 0 | . | . | . | . | . | . | . | . | . | . | . | 0 | . | . | . | . | . | . | . | . | . | . | . | 0 | . | . | . | . | . | . | . | . | . | . | . | 0 | . | . | . | . | . | . | . | . | . | . | . | 0 | . | . | . | . | . | . | . | . | . | . | . | 0 | . | . | . | . | . | . | 0 | 0 | 0 | 0 | 0 | 2020 | natural gas nonpeaker - preexisting nonretiring | TRUE
99999 | N | . | State-Fuel Level Increment | State-Fuel Level Increment | 99999 | VA | SAT |  |  | 99999 | 1 | Electric Utility | CT | DFO | DFO | State-Fuel Level Increment |  | barrels | . | . | . | . | . | 469 | . | . | . | . | . | . | . | . | . | . | . | 469 | . | . | . | . | . | . | . | . | . | . | . | 5.801 | . | . | . | . | . | . | . | . | . | . | . | 2721 | . | . | . | . | . | . | . | . | . | . | . | 2721 | . | . | . | . | . | . | . | . | . | . | . | 361.924 | . | . | . | . | . | . | 469 | 469 | 2721 | 2721 | 361.924 | 2020 | petroleum | TRUE
99999 | Y | . | State-Fuel Level Increment | State-Fuel Level Increment | 99999 | MD | SAT |  |  | 99999 | 5 | Commercial NAICS Cogen | CT | DFO | DFO | State-Fuel Level Increment |  | barrels | . | . | . | . | 15 | . | . | . | . | . | . | . | . | . | . | . | 13 | . | . | . | . | . | . | . | . | . | . | . | 5.85 | . | . | . | . | . | . | . | . | . | . | . | 88 | . | . | . | . | . | . | . | . | . | . | . | 75 | . | . | . | . | . | . | . | . | . | . | . | 6.223 | . | . | . | . | . | . | . | 15 | 13 | 88 | 75 | 6.223 | 2020 | petroleum | FALSE
99999 | N | . | State-Fuel Level Increment | State-Fuel Level Increment | 99999 | MO | WNC |  |  | 99999 | 1 | Electric Utility | CT | DFO | DFO | State-Fuel Level Increment |  | barrels | . | . | . | . | . | . | . | . | . | 0 | . | . | . | . | . | . | . | . | . | . | . | 0 | . | . | . | . | . | . | . | . | . | . | . | 0 | . | . | . | . | . | . | . | . | . | . | . | 0 | . | . | . | . | . | . | . | . | . | . | . | 0 | . | . | . | . | . | . | . | . | . | . | . | 0 | . | . | 0 | 0 | 0 | 0 | 0 | 2020 | petroleum | TRUE
99999 | N | . | State-Fuel Level Increment | State-Fuel Level Increment | 99999 | MS | ESC |  |  | 99999 | 1 | Electric Utility | CT | NG | NG | State-Fuel Level Increment |  | mcf | . | . | . | . | . | . | . | . | . | . | . | 607268 | . | . | . | . | . | . | . | . | . | . | . | 607268 | . | . | . | . | . | . | . | . | . | . | . | 1.028 | . | . | . | . | . | . | . | . | . | . | . | 624272 | . | . | . | . | . | . | . | . | . | . | . | 624272 | . | . | . | . | . | . | . | . | . | . | . | 50036.132 | 607268 | 607268 | 624272 | 624272 | 50036.132 | 2020 | natural gas nonpeaker - preexisting nonretiring | TRUE
99999 | Y | . | State-Fuel Level Increment | State-Fuel Level Increment | 99999 | NV | MTN |  |  | 99999 | 3 | NAICS-22 Cogen | CT | NG | NG | State-Fuel Level Increment |  | mcf | . | . | . | . | . | . | . | . | . | . | . | 458426 | . | . | . | . | . | . | . | . | . | . | . | 327686 | . | . | . | . | . | . | . | . | . | . | . | 1.046 | . | . | . | . | . | . | . | . | . | . | . | 479514 | . | . | . | . | . | . | . | . | . | . | . | 342760 | . | . | . | . | . | . | . | . | . | . | . | 42379.38 | 458426 | 327686 | 479514 | 342760 | 42379.38 | 2020 | natural gas nonpeaker - preexisting nonretiring | TRUE
99999 | N | . | State-Fuel Level Increment | State-Fuel Level Increment | 99999 | CO | MTN |  |  | 99999 | 1 | Electric Utility | CT | NG | NG | State-Fuel Level Increment |  | mcf | 1801959 | . | . | . | . | . | . | . | . | . | . | . | 1801959 | . | . | . | . | . | . | . | . | . | . | . | 1.108 | . | . | . | . | . | . | . | . | . | . | . | 1996571 | . | . | . | . | . | . | . | . | . | . | . | 1996571 | . | . | . | . | . | . | . | . | . | . | . | 201987.77 | . | . | . | . | . | . | . | . | . | . | . | 1801959 | 1801959 | 1996571 | 1996571 | 201987.77 | 2020 | natural gas nonpeaker - preexisting nonretiring | TRUE
99999 | Y | . | State-Fuel Level Increment | State-Fuel Level Increment | 99999 | AL | ESC |  |  | 99999 | 1 | Electric Utility | CT | NG | NG | State-Fuel Level Increment |  | mcf | . | . | . | . | . | . | . | . | . | 446383 | . | . | . | . | . | . | . | . | . | . | . | 219597 | . | . | . | . | . | . | . | . | . | . | . | 1.032 | . | . | . | . | . | . | . | . | . | . | . | 460667 | . | . | . | . | . | . | . | . | . | . | . | 226624 | . | . | . | . | . | . | . | . | . | . | . | 47613.128 | . | . | 446383 | 219597 | 460667 | 226624 | 47613.128 | 2020 | natural gas nonpeaker - preexisting nonretiring | TRUE
99999 | Y | . | State-Fuel Level Increment | State-Fuel Level Increment | 99999 | MD | SAT |  |  | 99999 | 5 | Commercial NAICS Cogen | CT | NG | NG | State-Fuel Level Increment |  | mcf | . | . | . | . | 41882 | . | . | . | . | . | . | . | . | . | . | . | 34962 | . | . | . | . | . | . | . | . | . | . | . | 1.036 | . | . | . | . | . | . | . | . | . | . | . | 43390 | . | . | . | . | . | . | . | . | . | . | . | 36221 | . | . | . | . | . | . | . | . | . | . | . | 2957.5 | . | . | . | . | . | . | . | 41882 | 34962 | 43390 | 36221 | 2957.5 | 2020 | natural gas nonpeaker - preexisting nonretiring | FALSE
99999 | N | . | State-Fuel Level Increment | State-Fuel Level Increment | 99999 | MO | WNC |  |  | 99999 | 1 | Electric Utility | CT | NG | NG | State-Fuel Level Increment |  | mcf | . | . | . | . | . | . | . | . | . | 1424280 | . | . | . | . | . | . | . | . | . | . | . | 1424280 | . | . | . | . | . | . | . | . | . | . | . | 1.016 | . | . | . | . | . | . | . | . | . | . | . | 1447068 | . | . | . | . | . | . | . | . | . | . | . | 1447068 | . | . | . | . | . | . | . | . | . | . | . | 125779.97 | . | . | 1424280 | 1424280 | 1447068 | 1447068 | 125779.97 | 2020 | natural gas nonpeaker - preexisting nonretiring | TRUE
99999 | N | . | State-Fuel Level Increment | State-Fuel Level Increment | 99999 | TX | WSC |  |  | 99999 | 2 | NAICS-22 Non-Cogen | CT | NG | NG | State-Fuel Level Increment |  | mcf | . | . | . | 628970 | . | . | . | . | . | . | . | . | . | . | . | 628970 | . | . | . | . | . | . | . | . | . | . | . | 1.025 | . | . | . | . | . | . | . | . | . | . | . | 644694 | . | . | . | . | . | . | . | . | . | . | . | 644694 | . | . | . | . | . | . | . | . | . | . | . | 86033.462 | . | . | . | . | . | . | . | . | 628970 | 628970 | 644694 | 644694 | 86033.462 | 2020 | natural gas nonpeaker - preexisting nonretiring | TRUE
99999 | N | . | State-Fuel Level Increment | State-Fuel Level Increment | 99999 | VA | SAT |  |  | 99999 | 1 | Electric Utility | CT | NG | NG | State-Fuel Level Increment |  | mcf | . | . | . | . | . | 1787323 | . | . | . | . | . | . | . | . | . | . | . | 1787323 | . | . | . | . | . | . | . | . | . | . | . | 1.044 | . | . | . | . | . | . | . | . | . | . | . | 1865965 | . | . | . | . | . | . | . | . | . | . | . | 1865965 | . | . | . | . | . | . | . | . | . | . | . | 252576.61 | . | . | . | . | . | . | 1787323 | 1787323 | 1865965 | 1865965 | 252576.61 | 2020 | natural gas nonpeaker - preexisting nonretiring | TRUE
99999 | N | . | State-Fuel Level Increment | State-Fuel Level Increment | 99999 | AL | ESC |  |  | 99999 | 1 | Electric Utility | CT | NG | NG | State-Fuel Level Increment |  | mcf | 4594258 | . | . | . | . | . | . | . | . | . | . | . | 4594258 | . | . | . | . | . | . | . | . | . | . | . | 1.033 | . | . | . | . | . | . | . | . | . | . | . | 4745869 | . | . | . | . | . | . | . | . | . | . | . | 4745869 | . | . | . | . | . | . | . | . | . | . | . | 437806.24 | . | . | . | . | . | . | . | . | . | . | . | 4594258 | 4594258 | 4745869 | 4745869 | 437806.24 | 2020 | natural gas nonpeaker - preexisting nonretiring | TRUE
99999 | N | . | State-Fuel Level Increment | State-Fuel Level Increment | 99999 | GA | SAT |  |  | 99999 | 1 | Electric Utility | CT | NG | NG | State-Fuel Level Increment |  | mcf | 3598238 | . | . | . | . | . | . | . | . | . | . | . | 3598238 | . | . | . | . | . | . | . | . | . | . | . | 1.032 | . | . | . | . | . | . | . | . | . | . | . | 3713382 | . | . | . | . | . | . | . | . | . | . | . | 3713382 | . | . | . | . | . | . | . | . | . | . | . | 338604.77 | . | . | . | . | . | . | . | . | . | . | . | 3598238 | 3598238 | 3713382 | 3713382 | 338604.77 | 2020 | natural gas nonpeaker - preexisting nonretiring | TRUE
99999 | Y | . | State-Fuel Level Increment | State-Fuel Level Increment | 99999 | CT | NEW |  |  | 99999 | 7 | Industrial NAICS Cogen | FC | NG | NG | State-Fuel Level Increment |  | mcf | 0 | 0 | 0 | 0 | 0 | 0 | 0 | 0 | 0 | 0 | 0 | 0 | 0 | 0 | 0 | 0 | 0 | 0 | 0 | 0 | 0 | 0 | 0 | 0 | 0 | 0 | 0 | 0 | 0 | 0 | 0 | 0 | 0 | 0 | 0 | 0 | 0 | 0 | 0 | 0 | 0 | 0 | 0 | 0 | 0 | 0 | 0 | 0 | 0 | 0 | 0 | 0 | 0 | 0 | 0 | 0 | 0 | 0 | 0 | 0 | 0 | 0 | 0 | 0 | 0 | 0 | 0 | 0 | 0 | 0 | 0 | 0 | 0 | 0 | 0 | 0 | 0 | 2020 | other | FALSE
99999 | N | . | State-Fuel Level Increment | State-Fuel Level Increment | 99999 | MS | ESC |  |  | 99999 | 1 | Electric Utility | GT | DFO | DFO | State-Fuel Level Increment |  | barrels | . | . | . | . | . | . | . | . | . | . | . | 0 | . | . | . | . | . | . | . | . | . | . | . | 0 | . | . | . | . | . | . | . | . | . | . | . | 0 | . | . | . | . | . | . | . | . | . | . | . | 0 | . | . | . | . | . | . | . | . | . | . | . | 0 | . | . | . | . | . | . | . | . | . | . | . | 0 | 0 | 0 | 0 | 0 | 0 | 2020 | petroleum | TRUE
99999 | N | . | State-Fuel Level Increment | State-Fuel Level Increment | 99999 | MN | WNC |  |  | 99999 | 1 | Electric Utility | GT | DFO | DFO | State-Fuel Level Increment |  | barrels | 0 | 0 | 0 | 0 | 0 | 0 | 0 | 0 | 0 | 0 | 0 | 0 | 0 | 0 | 0 | 0 | 0 | 0 | 0 | 0 | 0 | 0 | 0 | 0 | 0 | 0 | 0 | 0 | 0 | 0 | 0 | 0 | 0 | 0 | 0 | 0 | 0 | 0 | 0 | 0 | 0 | 0 | 0 | 0 | 0 | 0 | 0 | 0 | 0 | 0 | 0 | 0 | 0 | 0 | 0 | 0 | 0 | 0 | 0 | 0 | 0 | 0 | 0 | 0 | 0 | 0 | 0 | 0 | 0 | 0 | 0 | 0 | 0 | 0 | 0 | 0 | 0 | 2020 | petroleum | TRUE
99999 | N | . | State-Fuel Level Increment | State-Fuel Level Increment | 99999 | MD | SAT |  |  | 99999 | 2 | NAICS-22 Non-Cogen | GT | DFO | DFO | State-Fuel Level Increment |  | barrels | . | . | 2043 | . | . | . | . | . | . | . | . | . | . | . | 2043 | . | . | . | . | . | . | . | . | . | . | . | 5.748 | . | . | . | . | . | . | . | . | . | . | . | 11743 | . | . | . | . | . | . | . | . | . | . | . | 11743 | . | . | . | . | . | . | . | . | . | . | . | 1143.987 | . | . | . | . | . | . | . | . | . | 2043 | 2043 | 11743 | 11743 | 1143.987 | 2020 | petroleum | TRUE
99999 | Y | . | State-Fuel Level Increment | State-Fuel Level Increment | 99999 | MD | SAT |  |  | 99999 | 5 | Commercial NAICS Cogen | GT | DFO | DFO | State-Fuel Level Increment |  | barrels | . | . | . | . | 0 | . | . | . | . | . | . | . | . | . | . | . | 0 | . | . | . | . | . | . | . | . | . | . | . | 0 | . | . | . | . | . | . | . | . | . | . | . | 0 | . | . | . | . | . | . | . | . | . | . | . | 0 | . | . | . | . | . | . | . | . | . | . | . | 0 | . | . | . | . | . | . | . | 0 | 0 | 0 | 0 | 0 | 2020 | petroleum | FALSE
99999 | N | . | State-Fuel Level Increment | State-Fuel Level Increment | 99999 | VA | SAT |  |  | 99999 | 1 | Electric Utility | GT | DFO | DFO | State-Fuel Level Increment |  | barrels | . | . | . | . | . | 106 | . | . | . | . | . | . | . | . | . | . | . | 106 | . | . | . | . | . | . | . | . | . | . | . | 5.801 | . | . | . | . | . | . | . | . | . | . | . | 615 | . | . | . | . | . | . | . | . | . | . | . | 615 | . | . | . | . | . | . | . | . | . | . | . | 30.792 | . | . | . | . | . | . | 106 | 106 | 615 | 615 | 30.792 | 2020 | petroleum | TRUE
99999 | N | . | State-Fuel Level Increment | State-Fuel Level Increment | 99999 | MA | NEW |  |  | 99999 | 2 | NAICS-22 Non-Cogen | GT | DFO | DFO | State-Fuel Level Increment |  | barrels | . | . | . | . | . | . | . | 0 | . | . | . | . | . | . | . | . | . | . | . | 0 | . | . | . | . | . | . | . | . | . | . | . | 0 | . | . | . | . | . | . | . | . | . | . | . | 0 | . | . | . | . | . | . | . | . | . | . | . | 0 | . | . | . | . | . | . | . | . | . | . | . | 0 | . | . | . | . | 0 | 0 | 0 | 0 | 0 | 2020 | petroleum | TRUE
99999 | N | . | State-Fuel Level Increment | State-Fuel Level Increment | 99999 | IL | ENC |  |  | 99999 | 2 | NAICS-22 Non-Cogen | GT | DFO | DFO | State-Fuel Level Increment |  | barrels | . | . | . | . | . | . | . | . | 36 | . | . | . | . | . | . | . | . | . | . | . | 36 | . | . | . | . | . | . | . | . | . | . | . | 5.834 | . | . | . | . | . | . | . | . | . | . | . | 210 | . | . | . | . | . | . | . | . | . | . | . | 210 | . | . | . | . | . | . | . | . | . | . | . | 12.125 | . | . | . | 36 | 36 | 210 | 210 | 12.125 | 2020 | petroleum | TRUE
99999 | N | . | State-Fuel Level Increment | State-Fuel Level Increment | 99999 | MO | WNC |  |  | 99999 | 1 | Electric Utility | GT | JF | WOO | State-Fuel Level Increment |  | barrels | . | . | . | . | . | . | . | . | . | 183 | . | . | . | . | . | . | . | . | . | . | . | 183 | . | . | . | . | . | . | . | . | . | . | . | 5.217 | . | . | . | . | . | . | . | . | . | . | . | 955 | . | . | . | . | . | . | . | . | . | . | . | 955 | . | . | . | . | . | . | . | . | . | . | . | 76.901 | . | . | 183 | 183 | 955 | 955 | 76.901 | 2020 | petroleum | TRUE
99999 | Y | . | State-Fuel Level Increment | State-Fuel Level Increment | 99999 | IL | ENC |  |  | 99999 | 7 | Industrial NAICS Cogen | GT | NG | NG | State-Fuel Level Increment |  | mcf | 23642 | 21840 | 21507 | 17550 | 19044 | 22554 | 26981 | 25444 | 21894 | 18854 | 20335 | 23119 | 10039 | 9054 | 8801 | 8027 | 8076 | 10476 | 13855 | 12475 | 10003 | 7673 | 8392 | 9499 | 1.029 | 1.031 | 1.029 | 1.027 | 1.027 | 1.023 | 1.03 | 1.033 | 1.031 | 1.03 | 1.026 | 1.023 | 24328 | 22517 | 22131 | 18024 | 19558 | 23073 | 27790 | 26284 | 22573 | 19420 | 20864 | 23651 | 10330 | 9335 | 9056 | 8244 | 8294 | 10717 | 14271 | 12887 | 10313 | 7903 | 8610 | 9717 | 1335.148 | 1206.575 | 1170.478 | 1065.588 | 1072.002 | 1385.157 | 1844.491 | 1665.592 | 1332.911 | 1021.486 | 1112.82 | 1255.919 | 262764 | 116370 | 270213 | 119677 | 15468.167 | 2020 | natural gas peaker | FALSE
99999 | Y | . | State-Fuel Level Increment | State-Fuel Level Increment | 99999 | DC | SAT |  |  | 99999 | 5 | Commercial NAICS Cogen | GT | NG | NG | State-Fuel Level Increment |  | mcf | 35798 | 33307 | 32839 | 28180 | 28641 | 33675 | 39071 | 37884 | 33228 | 28620 | 30883 | 35211 | 28080 | 25316 | 24647 | 17134 | 20934 | 26477 | 31328 | 30927 | 27004 | 20770 | 23857 | 26177 | 1.02 | 1.02 | 1.02 | 1.036 | 1 | 1.02 | 1.02 | 1.02 | 1.02 | 1.02 | 1.02 | 1.018 | 36514 | 33973 | 33496 | 29194 | 28641 | 34349 | 39852 | 38642 | 33893 | 29192 | 31501 | 35845 | 28642 | 25822 | 25140 | 17751 | 20934 | 27007 | 31955 | 31546 | 27544 | 21185 | 24334 | 26648 | 2467.951 | 2225.003 | 2166.215 | 1529.559 | 1803.85 | 2327.111 | 2753.414 | 2718.208 | 2373.356 | 1825.428 | 2096.764 | 2296.2 | 397337 | 302651 | 405092 | 308508 | 26583.059 | 2020 | natural gas peaker | FALSE
99999 | N | . | State-Fuel Level Increment | State-Fuel Level Increment | 99999 | CO | MTN |  |  | 99999 | 1 | Electric Utility | GT | NG | NG | State-Fuel Level Increment |  | mcf | 63141 | . | . | . | . | . | . | . | . | . | . | . | 63141 | . | . | . | . | . | . | . | . | . | . | . | 1.108 | . | . | . | . | . | . | . | . | . | . | . | 69960 | . | . | . | . | . | . | . | . | . | . | . | 69960 | . | . | . | . | . | . | . | . | . | . | . | 4919.233 | . | . | . | . | . | . | . | . | . | . | . | 63141 | 63141 | 69960 | 69960 | 4919.233 | 2020 | natural gas peaker | TRUE
99999 | N | . | State-Fuel Level Increment | State-Fuel Level Increment | 99999 | MS | ESC |  |  | 99999 | 1 | Electric Utility | GT | NG | NG | State-Fuel Level Increment |  | mcf | . | . | . | . | . | . | . | . | . | . | . | 0 | . | . | . | . | . | . | . | . | . | . | . | 0 | . | . | . | . | . | . | . | . | . | . | . | 0 | . | . | . | . | . | . | . | . | . | . | . | 0 | . | . | . | . | . | . | . | . | . | . | . | 0 | . | . | . | . | . | . | . | . | . | . | . | 0 | 0 | 0 | 0 | 0 | 0 | 2020 | natural gas peaker | TRUE
99999 | N | . | State-Fuel Level Increment | State-Fuel Level Increment | 99999 | MO | WNC |  |  | 99999 | 1 | Electric Utility | GT | NG | NG | State-Fuel Level Increment |  | mcf | . | . | . | . | . | . | . | . | . | 119855 | . | . | . | . | . | . | . | . | . | . | . | 119855 | . | . | . | . | . | . | . | . | . | . | . | 1.016 | . | . | . | . | . | . | . | . | . | . | . | 121773 | . | . | . | . | . | . | . | . | . | . | . | 121773 | . | . | . | . | . | . | . | . | . | . | . | 9808.719 | . | . | 119855 | 119855 | 121773 | 121773 | 9808.719 | 2020 | natural gas peaker | TRUE
99999 | N | . | State-Fuel Level Increment | State-Fuel Level Increment | 99999 | CA | PACC |  |  | 99999 | 2 | NAICS-22 Non-Cogen | GT | NG | NG | State-Fuel Level Increment |  | mcf | . | . | . | . | . | . | 0 | . | . | . | . | . | . | . | . | . | . | . | 0 | . | . | . | . | . | . | . | . | . | . | . | 0 | . | . | . | . | . | . | . | . | . | . | . | 0 | . | . | . | . | . | . | . | . | . | . | . | 0 | . | . | . | . | . | . | . | . | . | . | . | 0 | . | . | . | . | . | 0 | 0 | 0 | 0 | 0 | 2020 | natural gas peaker | TRUE
99999 | N | . | State-Fuel Level Increment | State-Fuel Level Increment | 99999 | MN | WNC |  |  | 99999 | 1 | Electric Utility | GT | NG | NG | State-Fuel Level Increment |  | mcf | 1017 | 1239 | 1165 | 0 | 1318 | 3978 | 8501 | 3041 | 0 | 1168 | 0 | 30 | 1017 | 1239 | 1165 | 0 | 1318 | 3978 | 8501 | 3041 | 0 | 1168 | 0 | 30 | 1.079 | 1.083 | 1.082 | 0 | 1.074 | 1.075 | 1.076 | 1.088 | 0 | 1.094 | 0 | 1.087 | 1097 | 1342 | 1261 | 0 | 1416 | 4276 | 9147 | 3309 | 0 | 1278 | 0 | 33 | 1097 | 1342 | 1261 | 0 | 1416 | 4276 | 9147 | 3309 | 0 | 1278 | 0 | 33 | 89.95 | 51.532 | 18.5 | 0 | 163.119 | 490.373 | 1036.509 | 368.594 | 0 | 60.956 | 0 | 35.012 | 21457 | 21457 | 23159 | 23159 | 2314.545 | 2020 | natural gas peaker | TRUE
99999 | N | . | State-Fuel Level Increment | State-Fuel Level Increment | 99999 | MD | SAT |  |  | 99999 | 2 | NAICS-22 Non-Cogen | GT | NG | NG | State-Fuel Level Increment |  | mcf | . | . | 140523 | . | . | . | . | . | . | . | . | . | . | . | 140523 | . | . | . | . | . | . | . | . | . | . | . | 1.04 | . | . | . | . | . | . | . | . | . | . | . | 146144 | . | . | . | . | . | . | . | . | . | . | . | 146144 | . | . | . | . | . | . | . | . | . | . | . | 12386.383 | . | . | . | . | . | . | . | . | . | 140523 | 140523 | 146144 | 146144 | 12386.383 | 2020 | natural gas peaker | TRUE
99999 | Y | . | State-Fuel Level Increment | State-Fuel Level Increment | 99999 | MD | SAT |  |  | 99999 | 5 | Commercial NAICS Cogen | GT | NG | NG | State-Fuel Level Increment |  | mcf | . | . | . | . | 53561 | . | . | . | . | . | . | . | . | . | . | . | 47006 | . | . | . | . | . | . | . | . | . | . | . | 1.036 | . | . | . | . | . | . | . | . | . | . | . | 55489 | . | . | . | . | . | . | . | . | . | . | . | 48698 | . | . | . | . | . | . | . | . | . | . | . | 4056.245 | . | . | . | . | . | . | . | 53561 | 47006 | 55489 | 48698 | 4056.245 | 2020 | natural gas peaker | FALSE
99999 | Y | . | State-Fuel Level Increment | State-Fuel Level Increment | 99999 | KY | ESC |  |  | 99999 | 7 | Industrial NAICS Cogen | GT | NG | NG | State-Fuel Level Increment |  | mcf | . | . | . | . | . | . | 341721 | . | . | . | . | . | . | . | . | . | . | . | 78807 | . | . | . | . | . | . | . | . | . | . | . | 1.057 | . | . | . | . | . | . | . | . | . | . | . | 361199 | . | . | . | . | . | . | . | . | . | . | . | 83299 | . | . | . | . | . | . | . | . | . | . | . | 20336.551 | . | . | . | . | . | 341721 | 78807 | 361199 | 83299 | 20336.551 | 2020 | natural gas peaker | FALSE
99999 | Y | . | State-Fuel Level Increment | State-Fuel Level Increment | 99999 | CA | PACC |  |  | 99999 | 7 | Industrial NAICS Cogen | GT | NG | NG | State-Fuel Level Increment |  | mcf | . | . | . | 145456 | . | . | . | . | . | . | . | . | . | . | . | 49278 | . | . | . | . | . | . | . | . | . | . | . | 1.036 | . | . | . | . | . | . | . | . | . | . | . | 150692 | . | . | . | . | . | . | . | . | . | . | . | 51052 | . | . | . | . | . | . | . | . | . | . | . | 9091.268 | . | . | . | . | . | . | . | . | 145456 | 49278 | 150692 | 51052 | 9091.268 | 2020 | natural gas peaker | FALSE
99999 | Y | . | State-Fuel Level Increment | State-Fuel Level Increment | 99999 | CA | PACC |  |  | 99999 | 5 | Commercial NAICS Cogen | GT | NG | NG | State-Fuel Level Increment |  | mcf | 24411 | 750 | 576 | 812 | 875 | 1035 | 1233 | 1702 | 1358 | 1328 | 673 | 692 | 12132 | 0 | 227 | 225 | 0 | 123 | 263 | 811 | 434 | 336 | 0 | 0 | 1.037 | 1.038 | 1.037 | 1.036 | 1.031 | 1.027 | 1.025 | 1.028 | 1.029 | 1.031 | 1.033 | 1.036 | 25314 | 779 | 597 | 841 | 902 | 1063 | 1264 | 1750 | 1397 | 1369 | 695 | 717 | 12581 | 0 | 235 | 233 | 0 | 126 | 270 | 834 | 447 | 346 | 0 | 0 | 1662.232 | 0 | 30.421 | 30.127 | 0 | 16.274 | 34.868 | 107.772 | 57.783 | 44.713 | 0 | 0 | 35445 | 14551 | 36688 | 15072 | 1984.19 | 2020 | natural gas peaker | FALSE
99999 | N | . | State-Fuel Level Increment | State-Fuel Level Increment | 99999 | KY | ESC |  |  | 99999 | 1 | Electric Utility | GT | NG | NG | State-Fuel Level Increment |  | mcf | . | . | . | . | . | . | . | . | . | . | . | 95919 | . | . | . | . | . | . | . | . | . | . | . | 95919 | . | . | . | . | . | . | . | . | . | . | . | 1.042 | . | . | . | . | . | . | . | . | . | . | . | 99948 | . | . | . | . | . | . | . | . | . | . | . | 99948 | . | . | . | . | . | . | . | . | . | . | . | 5658.278 | 95919 | 95919 | 99948 | 99948 | 5658.278 | 2020 | natural gas peaker | TRUE
99999 | N | . | State-Fuel Level Increment | State-Fuel Level Increment | 99999 | MA | NEW |  |  | 99999 | 2 | NAICS-22 Non-Cogen | GT | NG | NG | State-Fuel Level Increment |  | mcf | . | . | . | . | . | . | . | 0 | . | . | . | . | . | . | . | . | . | . | . | 0 | . | . | . | . | . | . | . | . | . | . | . | 0 | . | . | . | . | . | . | . | . | . | . | . | 0 | . | . | . | . | . | . | . | . | . | . | . | 0 | . | . | . | . | . | . | . | . | . | . | . | 0 | . | . | . | . | 0 | 0 | 0 | 0 | 0 | 2020 | natural gas peaker | TRUE
99999 | N | . | State-Fuel Level Increment | State-Fuel Level Increment | 99999 | NM | MTN |  |  | 99999 | 1 | Electric Utility | GT | NG | NG | State-Fuel Level Increment |  | mcf | . | . | 284030 | . | . | . | . | . | . | 7446 | . | . | . | . | 284030 | . | . | . | . | . | . | 7446 | . | . | . | . | 1.027 | . | . | . | . | . | . | 1.015 | . | . | . | . | 291699 | . | . | . | . | . | . | 7558 | . | . | . | . | 291699 | . | . | . | . | . | . | 7558 | . | . | . | . | 22500.154 | . | . | . | . | . | . | 961.476 | . | . | 291476 | 291476 | 299257 | 299257 | 23461.63 | 2020 | natural gas peaker | TRUE
99999 | Y | . | State-Fuel Level Increment | State-Fuel Level Increment | 99999 | CA | PACC |  |  | 99999 | 7 | Industrial NAICS Cogen | GT | OG | OOG | State-Fuel Level Increment |  | mcf | . | . | . | 266433 | . | . | . | . | . | . | . | . | . | . | . | 77014 | . | . | . | . | . | . | . | . | . | . | . | 1.017 | . | . | . | . | . | . | . | . | . | . | . | 270962 | . | . | . | . | . | . | . | . | . | . | . | 78323 | . | . | . | . | . | . | . | . | . | . | . | 13947.57 | . | . | . | . | . | . | . | . | 266433 | 77014 | 270962 | 78323 | 13947.57 | 2020 | other | FALSE
99999 | N | . | State-Fuel Level Increment | State-Fuel Level Increment | 99999 | CA | PACC |  |  | 99999 | 1 | Electric Utility | HY | WAT | HYC | State-Fuel Level Increment |  |  | 0 | 0 | 0 | 0 | 0 | 0 | 0 | 0 | . | . | . | . | 0 | 0 | 0 | 0 | 0 | 0 | 0 | 0 | . | . | . | . | 0 | 0 | 0 | 0 | 0 | 0 | 0 | 0 | . | . | . | . | 45443 | 33523 | 35344 | 55296 | 76634 | 71069 | 74346 | 74444 | . | . | . | . | 45443 | 33523 | 35344 | 55296 | 76634 | 71069 | 74346 | 74444 | . | . | . | . | 5183.397 | 3823.733 | 4031.434 | 6307.298 | 8741.18 | 8106.366 | 8480.234 | 8491.393 | . | . | . | . | 0 | 0 | 466099 | 466099 | 53165.035 | 2020 | hydro | TRUE
99999 | N | . | State-Fuel Level Increment | State-Fuel Level Increment | 99999 | AK | PACN |  |  | 99999 | 1 | Electric Utility | HY | WAT | HYC | State-Fuel Level Increment |  |  | 0 | 0 | 0 | 0 | 0 | 0 | 0 | 0 | 0 | 0 | 0 | 0 | 0 | 0 | 0 | 0 | 0 | 0 | 0 | 0 | 0 | 0 | 0 | 0 | 0 | 0 | 0 | 0 | 0 | 0 | 0 | 0 | 0 | 0 | 0 | 0 | 86807 | 92359 | 77803 | 75861 | 110359 | 112379 | 103857 | 85571 | 63513 | 66812 | 77033 | 78026 | 86807 | 92359 | 77803 | 75861 | 110359 | 112379 | 103857 | 85571 | 63513 | 66812 | 77033 | 78026 | 9901.648 | 10534.799 | 8874.515 | 8652.949 | 12588.061 | 12818.402 | 11846.417 | 9760.518 | 7244.59 | 7620.889 | 8786.757 | 8900.006 | 0 | 0 | 1030380 | 1030380 | 117529.55 | 2020 | hydro | TRUE
99999 | N | . | State-Fuel Level Increment | State-Fuel Level Increment | 99999 | TX | WSC |  |  | 99999 | 1 | Electric Utility | HY | WAT | HYC | State-Fuel Level Increment |  |  | 0 | 0 | 0 | 0 | 0 | 0 | 0 | 0 | 0 | 0 | 0 | 0 | 0 | 0 | 0 | 0 | 0 | 0 | 0 | 0 | 0 | 0 | 0 | 0 | 0 | 0 | 0 | 0 | 0 | 0 | 0 | 0 | 0 | 0 | 0 | 0 | 26239 | 28234 | 29000 | 27225 | 28998 | 23703 | 23647 | 21625 | 19931 | 20184 | 21550 | 23123 | 26239 | 28234 | 29000 | 27225 | 28998 | 23703 | 23647 | 21625 | 19931 | 20184 | 21550 | 23123 | 2992.922 | 3220.431 | 3307.806 | 3105.362 | 3307.583 | 2703.657 | 2697.239 | 2466.622 | 2273.458 | 2302.231 | 2458.033 | 2637.527 | 0 | 0 | 293459 | 293459 | 33472.871 | 2020 | hydro | TRUE
99999 | N | . | State-Fuel Level Increment | State-Fuel Level Increment | 99999 | ID | MTN |  |  | 99999 | 2 | NAICS-22 Non-Cogen | HY | WAT | HYC | State-Fuel Level Increment |  |  | 0 | 0 | 0 | 0 | 0 | 0 | 0 | 0 | 0 | 0 | 0 | 0 | 0 | 0 | 0 | 0 | 0 | 0 | 0 | 0 | 0 | 0 | 0 | 0 | 0 | 0 | 0 | 0 | 0 | 0 | 0 | 0 | 0 | 0 | 0 | 0 | 5164 | 5510 | 4637 | 4475 | 6692 | 6939 | 6327 | 5143 | 3849 | 4090 | 4669 | 4678 | 5164 | 5510 | 4637 | 4475 | 6692 | 6939 | 6327 | 5143 | 3849 | 4090 | 4669 | 4678 | 589.028 | 628.505 | 528.918 | 510.429 | 763.336 | 791.485 | 721.667 | 586.576 | 439.08 | 466.471 | 532.62 | 533.623 | 0 | 0 | 62173 | 62173 | 7091.738 | 2020 | hydro | TRUE
99999 | N | . | State-Fuel Level Increment | State-Fuel Level Increment | 99999 | NY | MAT |  |  | 99999 | 2 | NAICS-22 Non-Cogen | HY | WAT | HYC | State-Fuel Level Increment |  |  | 0 | 0 | 0 | 0 | 0 | 0 | 0 | 0 | 0 | 0 | 0 | 0 | 0 | 0 | 0 | 0 | 0 | 0 | 0 | 0 | 0 | 0 | 0 | 0 | 0 | 0 | 0 | 0 | 0 | 0 | 0 | 0 | 0 | 0 | 0 | 0 | 5272 | 5670 | 5823 | 5478 | 5824 | 4754 | 4742 | 4336 | 3988 | 4044 | 4326 | 4650 | 5272 | 5670 | 5823 | 5478 | 5824 | 4754 | 4742 | 4336 | 3988 | 4044 | 4326 | 4650 | 601.384 | 646.791 | 664.181 | 624.874 | 664.36 | 542.254 | 540.848 | 494.582 | 454.856 | 461.242 | 493.405 | 530.396 | 0 | 0 | 58907 | 58907 | 6719.173 | 2020 | hydro | TRUE
99999 | N | . | State-Fuel Level Increment | State-Fuel Level Increment | 99999 | KS | WNC |  |  | 99999 | 1 | Electric Utility | IC | DFO | DFO | State-Fuel Level Increment |  | barrels | 0 | 0 | 0 | 0 | 0 | 0 | 0 | 0 | 0 | 0 | 0 | 0 | 0 | 0 | 0 | 0 | 0 | 0 | 0 | 0 | 0 | 0 | 0 | 0 | 0 | 0 | 0 | 0 | 0 | 0 | 0 | 0 | 0 | 0 | 0 | 0 | 0 | 0 | 0 | 0 | 0 | 0 | 0 | 0 | 0 | 0 | 0 | 0 | 0 | 0 | 0 | 0 | 0 | 0 | 0 | 0 | 0 | 0 | 0 | 0 | 0 | 0 | 0 | 0 | 0 | 0 | 0 | 0 | 0 | 0 | 0 | 0 | 0 | 0 | 0 | 0 | 0 | 2020 | petroleum | TRUE
99999 | N | . | State-Fuel Level Increment | State-Fuel Level Increment | 99999 | MO | WNC |  |  | 99999 | 1 | Electric Utility | IC | DFO | DFO | State-Fuel Level Increment |  | barrels | 0 | 0 | 0 | 0 | 0 | 0 | 0 | 0 | 0 | 0 | 0 | 0 | 0 | 0 | 0 | 0 | 0 | 0 | 0 | 0 | 0 | 0 | 0 | 0 | 0 | 0 | 0 | 0 | 0 | 0 | 0 | 0 | 0 | 0 | 0 | 0 | 0 | 0 | 0 | 0 | 0 | 0 | 0 | 0 | 0 | 0 | 0 | 0 | 0 | 0 | 0 | 0 | 0 | 0 | 0 | 0 | 0 | 0 | 0 | 0 | 0 | 0 | 0 | 0 | 0 | 0 | 0 | 0 | 0 | 0 | 0 | 0 | 0 | 0 | 0 | 0 | 0 | 2020 | petroleum | TRUE
99999 | Y | . | State-Fuel Level Increment | State-Fuel Level Increment | 99999 | MD | SAT |  |  | 99999 | 5 | Commercial NAICS Cogen | IC | DFO | DFO | State-Fuel Level Increment |  | barrels | . | . | . | . | 6 | . | . | . | . | . | . | . | . | . | . | . | 6 | . | . | . | . | . | . | . | . | . | . | . | 5.85 | . | . | . | . | . | . | . | . | . | . | . | 35 | . | . | . | . | . | . | . | . | . | . | . | 34 | . | . | . | . | . | . | . | . | . | . | . | 2.795 | . | . | . | . | . | . | . | 6 | 6 | 35 | 34 | 2.795 | 2020 | petroleum | FALSE
99999 | N | . | State-Fuel Level Increment | State-Fuel Level Increment | 99999 | CA | PACC |  |  | 99999 | 6 | Industrial NAICS Non-Cogen | IC | DFO | DFO | State-Fuel Level Increment |  | barrels | 0 | 0 | 0 | 0 | 0 | 0 | 0 | 0 | 0 | 0 | 0 | 0 | 0 | 0 | 0 | 0 | 0 | 0 | 0 | 0 | 0 | 0 | 0 | 0 | 0 | 0 | 0 | 0 | 0 | 0 | 0 | 0 | 0 | 0 | 0 | 0 | 0 | 0 | 0 | 0 | 0 | 0 | 0 | 0 | 0 | 0 | 0 | 0 | 0 | 0 | 0 | 0 | 0 | 0 | 0 | 0 | 0 | 0 | 0 | 0 | 0 | 0 | 0 | 0 | 0 | 0 | 0 | 0 | 0 | 0 | 0 | 0 | 0 | 0 | 0 | 0 | 0 | 2020 | petroleum | FALSE
99999 | N | . | State-Fuel Level Increment | State-Fuel Level Increment | 99999 | SD | WNC |  |  | 99999 | 4 | Commercial NAICS Non-Cogen | IC | DFO | DFO | State-Fuel Level Increment |  | barrels | 2 | 2 | 2 | 1 | 1 | 1 | 2 | 2 | 2 | 2 | 1 | 2 | 2 | 2 | 2 | 1 | 1 | 1 | 2 | 2 | 2 | 2 | 1 | 2 | 6 | 5.806 | 6 | 5.984 | 5.993 | 6.002 | 5.812 | 5.785 | 6 | 5.808 | 5.994 | 5.891 | 12 | 12 | 12 | 6 | 6 | 6 | 12 | 12 | 12 | 12 | 6 | 12 | 12 | 12 | 12 | 6 | 6 | 6 | 12 | 12 | 12 | 12 | 6 | 12 | 1.294 | 1.005 | 0.999 | 0.918 | 0.885 | 1 | 1.17 | 1.153 | 1.098 | 1.184 | 0.918 | 1.12 | 20 | 20 | 120 | 120 | 12.744 | 2020 | petroleum | FALSE
99999 | N | . | State-Fuel Level Increment | State-Fuel Level Increment | 99999 | AK | PACN |  |  | 99999 | 2 | NAICS-22 Non-Cogen | IC | DFO | DFO | State-Fuel Level Increment |  | barrels | 465 | 355 | 347 | 327 | 320 | 359 | 426 | 412 | 387 | 418 | 337 | 395 | 465 | 355 | 347 | 327 | 320 | 359 | 426 | 412 | 387 | 418 | 337 | 395 | 5.542 | 5.614 | 5.662 | 5.601 | 5.555 | 5.559 | 5.544 | 5.547 | 5.658 | 5.606 | 5.575 | 5.654 | 2577 | 1993 | 1965 | 1832 | 1778 | 1996 | 2362 | 2285 | 2190 | 2343 | 1879 | 2233 | 2577 | 1993 | 1965 | 1832 | 1778 | 1996 | 2362 | 2285 | 2190 | 2343 | 1879 | 2233 | 247.151 | 192 | 190.756 | 175.34 | 169.042 | 190.833 | 223.441 | 220.24 | 209.555 | 226.187 | 175.445 | 214.026 | 4548 | 4548 | 25433 | 25433 | 2434.016 | 2020 | petroleum | TRUE
99999 | N | . | State-Fuel Level Increment | State-Fuel Level Increment | 99999 | AK | PACN |  |  | 99999 | 1 | Electric Utility | IC | DFO | DFO | State-Fuel Level Increment |  | barrels | 140 | 108 | 105 | 99 | 97 | 108 | 129 | 124 | 117 | 127 | 102 | 120 | 140 | 108 | 105 | 99 | 97 | 108 | 129 | 124 | 117 | 127 | 102 | 120 | 5.542 | 5.614 | 5.662 | 5.601 | 5.555 | 5.559 | 5.544 | 5.547 | 5.658 | 5.606 | 5.575 | 5.654 | 776 | 606 | 594 | 555 | 539 | 600 | 715 | 688 | 662 | 712 | 568 | 678 | 776 | 606 | 594 | 555 | 539 | 600 | 715 | 688 | 662 | 712 | 568 | 678 | 43.651 | 33.91 | 33.691 | 30.967 | 29.856 | 33.705 | 39.463 | 38.897 | 37.011 | 39.948 | 30.986 | 37.801 | 1376 | 1376 | 7693 | 7693 | 429.886 | 2020 | petroleum | TRUE
99999 | N | . | State-Fuel Level Increment | State-Fuel Level Increment | 99999 | NJ | MAT |  |  | 99999 | 4 | Commercial NAICS Non-Cogen | IC | DFO | DFO | State-Fuel Level Increment |  | barrels | 0 | 0 | 0 | 0 | 0 | 0 | 0 | 0 | 0 | 0 | 0 | 0 | 0 | 0 | 0 | 0 | 0 | 0 | 0 | 0 | 0 | 0 | 0 | 0 | 0 | 0 | 0 | 0 | 0 | 0 | 0 | 0 | 0 | 0 | 0 | 0 | 0 | 0 | 0 | 0 | 0 | 0 | 0 | 0 | 0 | 0 | 0 | 0 | 0 | 0 | 0 | 0 | 0 | 0 | 0 | 0 | 0 | 0 | 0 | 0 | 0 | 0 | 0 | 0 | 0 | 0 | 0 | 0 | 0 | 0 | 0 | 0 | 0 | 0 | 0 | 0 | 0 | 2020 | petroleum | FALSE
99999 | N | . | State-Fuel Level Increment | State-Fuel Level Increment | 99999 | NY | MAT |  |  | 99999 | 4 | Commercial NAICS Non-Cogen | IC | DFO | DFO | State-Fuel Level Increment |  | barrels | 1 | 1 | 1 | 1 | 1 | 1 | 1 | 1 | 1 | 1 | 1 | 1 | 1 | 1 | 1 | 1 | 1 | 1 | 1 | 1 | 1 | 1 | 1 | 1 | 5.768 | 5.816 | 5.778 | 5.822 | 5.763 | 5.79 | 5.783 | 5.728 | 5.765 | 5.779 | 5.794 | 5.843 | 6 | 6 | 6 | 6 | 6 | 6 | 6 | 6 | 6 | 6 | 6 | 6 | 6 | 6 | 6 | 6 | 6 | 6 | 6 | 6 | 6 | 6 | 6 | 6 | 0.862 | 0.67 | 0.665 | 0.612 | 0.59 | 0.666 | 0.78 | 0.768 | 0.731 | 0.79 | 0.613 | 0.747 | 12 | 12 | 72 | 72 | 8.494 | 2020 | petroleum | FALSE
99999 | N | . | State-Fuel Level Increment | State-Fuel Level Increment | 99999 | TN | ESC |  |  | 99999 | 2 | NAICS-22 Non-Cogen | IC | LFG | MLG | State-Fuel Level Increment |  | mcf | 0 | 0 | 0 | 0 | 0 | 0 | 0 | 0 | 0 | 0 | 0 | 0 | 0 | 0 | 0 | 0 | 0 | 0 | 0 | 0 | 0 | 0 | 0 | 0 | 0 | 0 | 0 | 0 | 0 | 0 | 0 | 0 | 0 | 0 | 0 | 0 | 0 | 0 | 0 | 0 | 0 | 0 | 0 | 0 | 0 | 0 | 0 | 0 | 0 | 0 | 0 | 0 | 0 | 0 | 0 | 0 | 0 | 0 | 0 | 0 | 0 | 0 | 0 | 0 | 0 | 0 | 0 | 0 | 0 | 0 | 0 | 0 | 0 | 0 | 0 | 0 | 0 | 2020 | biomass | TRUE
99999 | Y | . | State-Fuel Level Increment | State-Fuel Level Increment | 99999 | CA | PACC |  |  | 99999 | 3 | NAICS-22 Cogen | IC | LFG | MLG | State-Fuel Level Increment |  | mcf | 50793 | 46121 | 58237 | 40380 | 34147 | 37895 | 40424 | 40680 | 39290 | 39903 | 46334 | 61148 | 19402 | 17611 | 19794 | 18585 | 19291 | 17192 | 19056 | 19246 | 17781 | 18251 | 18101 | 23591 | 0.42 | 0.422 | 0.412 | 0.408 | 0.408 | 0.412 | 0.407 | 0.403 | 0.397 | 0.403 | 0.399 | 0.316 | 21333 | 19463 | 23994 | 16475 | 13932 | 15613 | 16453 | 16394 | 15598 | 16081 | 18487 | 19323 | 8149 | 7432 | 8155 | 7583 | 7871 | 7083 | 7756 | 7756 | 7059 | 7355 | 7222 | 7455 | 1875.121 | 1710.112 | 1877.229 | 1746.185 | 1812.807 | 1630.964 | 1786.482 | 1786.322 | 1625.911 | 1691.405 | 1661.917 | 1715.358 | 535352 | 227901 | 213146 | 90876 | 20919.813 | 2020 | biomass | TRUE
99999 | Y | . | State-Fuel Level Increment | State-Fuel Level Increment | 99999 | CA | PACC |  |  | 99999 | 5 | Commercial NAICS Cogen | IC | NG | NG | State-Fuel Level Increment |  | mcf | 0 | 0 | 0 | 0 | 0 | 0 | 0 | 0 | 0 | 0 | 0 | 0 | 0 | 0 | 0 | 0 | 0 | 0 | 0 | 0 | 0 | 0 | 0 | 0 | 0 | 0 | 0 | 0 | 0 | 0 | 0 | 0 | 0 | 0 | 0 | 0 | 0 | 0 | 0 | 0 | 0 | 0 | 0 | 0 | 0 | 0 | 0 | 0 | 0 | 0 | 0 | 0 | 0 | 0 | 0 | 0 | 0 | 0 | 0 | 0 | 0 | 0 | 0 | 0 | 0 | 0 | 0 | 0 | 0 | 0 | 0 | 0 | 0 | 0 | 0 | 0 | 0 | 2020 | natural gas peaker | FALSE
99999 | Y | . | State-Fuel Level Increment | State-Fuel Level Increment | 99999 | NY | MAT |  |  | 99999 | 3 | NAICS-22 Cogen | IC | NG | NG | State-Fuel Level Increment |  | mcf | 10473 | 9705 | 9569 | 7997 | 8346 | 9920 | 11785 | 11256 | 9748 | 8390 | 9013 | 10251 | 6898 | 6214 | 6061 | 4307 | 5061 | 6536 | 7772 | 7650 | 6661 | 5122 | 5863 | 6439 | 1.033 | 1.034 | 1.032 | 1.034 | 1.032 | 1.031 | 1.03 | 1.03 | 1.03 | 1.03 | 1.032 | 1.03 | 10819 | 10035 | 9875 | 8269 | 8613 | 10228 | 12139 | 11594 | 10040 | 8642 | 9301 | 10559 | 7126 | 6425 | 6255 | 4453 | 5223 | 6739 | 8005 | 7879 | 6861 | 5276 | 6051 | 6632 | 941.52 | 848.895 | 826.379 | 588.381 | 690.128 | 890.364 | 1057.663 | 1040.973 | 906.431 | 697.092 | 799.474 | 876.277 | 116453 | 74584 | 120114 | 76925 | 10163.577 | 2020 | natural gas peaker | TRUE
99999 | N | . | State-Fuel Level Increment | State-Fuel Level Increment | 99999 | KS | WNC |  |  | 99999 | 1 | Electric Utility | IC | NG | NG | State-Fuel Level Increment |  | mcf | 0 | 0 | 0 | 0 | 0 | 0 | 0 | 0 | 0 | 0 | 0 | 0 | 0 | 0 | 0 | 0 | 0 | 0 | 0 | 0 | 0 | 0 | 0 | 0 | 0 | 0 | 0 | 0 | 0 | 0 | 0 | 0 | 0 | 0 | 0 | 0 | 0 | 0 | 0 | 0 | 0 | 0 | 0 | 0 | 0 | 0 | 0 | 0 | 0 | 0 | 0 | 0 | 0 | 0 | 0 | 0 | 0 | 0 | 0 | 0 | 0 | 0 | 0 | 0 | 0 | 0 | 0 | 0 | 0 | 0 | 0 | 0 | 0 | 0 | 0 | 0 | 0 | 2020 | natural gas peaker | TRUE
99999 | Y | . | State-Fuel Level Increment | State-Fuel Level Increment | 99999 | MD | SAT |  |  | 99999 | 5 | Commercial NAICS Cogen | IC | NG | NG | State-Fuel Level Increment |  | mcf | . | . | . | . | 3884 | . | . | . | . | . | . | . | . | . | . | . | 2997 | . | . | . | . | . | . | . | . | . | . | . | 1.036 | . | . | . | . | . | . | . | . | . | . | . | 4024 | . | . | . | . | . | . | . | . | . | . | . | 3105 | . | . | . | . | . | . | . | . | . | . | . | 258.653 | . | . | . | . | . | . | . | 3884 | 2997 | 4024 | 3105 | 258.653 | 2020 | natural gas peaker | FALSE
99999 | Y | . | State-Fuel Level Increment | State-Fuel Level Increment | 99999 | PA | MAT |  |  | 99999 | 5 | Commercial NAICS Cogen | IC | NG | NG | State-Fuel Level Increment |  | mcf | 7090 | 6584 | 6478 | 5516 | 5610 | 6675 | 7858 | 7559 | 6580 | 5671 | 6116 | 6943 | 7090 | 6584 | 6478 | 5031 | 5610 | 6675 | 7858 | 7559 | 6580 | 5671 | 6116 | 6943 | 1.036 | 1.036 | 1.037 | 1.037 | 1.036 | 1.038 | 1.037 | 1.036 | 1.036 | 1.035 | 1.034 | 1.035 | 7345 | 6821 | 6718 | 5720 | 5812 | 6929 | 8149 | 7831 | 6817 | 5869 | 6324 | 7186 | 7345 | 6821 | 6718 | 5217 | 5812 | 6929 | 8149 | 7831 | 6817 | 5869 | 6324 | 7186 | 790.014 | 711.763 | 693.668 | 449.519 | 561.237 | 723.672 | 821.611 | 837.268 | 751.49 | 578.62 | 674.819 | 732.73 | 78680 | 78195 | 81521 | 81018 | 8326.411 | 2020 | natural gas peaker | FALSE
99999 | N | . | State-Fuel Level Increment | State-Fuel Level Increment | 99999 | TX | WSC |  |  | 99999 | 4 | Commercial NAICS Non-Cogen | IC | NG | NG | State-Fuel Level Increment |  | mcf | 0 | 0 | 0 | 0 | 0 | 0 | 0 | 0 | 0 | 0 | 0 | 0 | 0 | 0 | 0 | 0 | 0 | 0 | 0 | 0 | 0 | 0 | 0 | 0 | 0 | 0 | 0 | 0 | 0 | 0 | 0 | 0 | 0 | 0 | 0 | 0 | 0 | 0 | 0 | 0 | 0 | 0 | 0 | 0 | 0 | 0 | 0 | 0 | 0 | 0 | 0 | 0 | 0 | 0 | 0 | 0 | 0 | 0 | 0 | 0 | 0 | 0 | 0 | 0 | 0 | 0 | 0 | 0 | 0 | 0 | 0 | 0 | 0 | 0 | 0 | 0 | 0 | 2020 | natural gas peaker | FALSE
99999 | N | . | State-Fuel Level Increment | State-Fuel Level Increment | 99999 | MO | WNC |  |  | 99999 | 1 | Electric Utility | IC | NG | NG | State-Fuel Level Increment |  | mcf | 0 | 0 | 0 | 0 | 0 | 0 | 0 | 0 | 0 | 0 | 0 | 0 | 0 | 0 | 0 | 0 | 0 | 0 | 0 | 0 | 0 | 0 | 0 | 0 | 0 | 0 | 0 | 0 | 0 | 0 | 0 | 0 | 0 | 0 | 0 | 0 | 0 | 0 | 0 | 0 | 0 | 0 | 0 | 0 | 0 | 0 | 0 | 0 | 0 | 0 | 0 | 0 | 0 | 0 | 0 | 0 | 0 | 0 | 0 | 0 | 0 | 0 | 0 | 0 | 0 | 0 | 0 | 0 | 0 | 0 | 0 | 0 | 0 | 0 | 0 | 0 | 0 | 2020 | natural gas peaker | TRUE
99999 | N | . | State-Fuel Level Increment | State-Fuel Level Increment | 99999 | NC | SAT |  |  | 99999 | 2 | NAICS-22 Non-Cogen | IC | OBG | ORW | State-Fuel Level Increment |  | Mcf | 12662 | 11960 | 12143 | 12649 | 50301 | 10491 | 12793 | 11737 | 10800 | 12151 | 3764 | 2955 | 12662 | 11960 | 12143 | 12649 | 50301 | 10491 | 12793 | 11737 | 10800 | 12151 | 3764 | 2955 | 0.603 | 0.604 | 0.614 | 0.606 | 0.604 | 0.613 | 0.608 | 0.609 | 0.606 | 0.608 | 0.601 | 0.597 | 7635 | 7224 | 7456 | 7665 | 30382 | 6431 | 7778 | 7148 | 6545 | 7388 | 2262 | 1764 | 7635 | 7224 | 7456 | 7665 | 30382 | 6431 | 7778 | 7148 | 6545 | 7388 | 2262 | 1764 | 569.148 | 258.449 | 700.206 | 679.764 | 1863.68 | 490.077 | 914.575 | 647.653 | 611.005 | 635.414 | 543.819 | 460.81 | 164406 | 164406 | 99678 | 99678 | 8374.6 | 2020 | biomass | TRUE
99999 | N | . | State-Fuel Level Increment | State-Fuel Level Increment | 99999 | CA | PACC |  |  | 99999 | 1 | Electric Utility | PS | WAT | HPS | State-Fuel Level Increment |  | megawatthours | 0 | 0 | 0 | 0 | 0 | 0 | 0 | 0 | . | . | . | . | 0 | 0 | 0 | 0 | 0 | 0 | 0 | 0 | . | . | . | . | 0 | 0 | 0 | 0 | 0 | 0 | 0 | 0 | . | . | . | . | 0 | 0 | 0 | 0 | 0 | 0 | 0 | 0 | . | . | . | . | 0 | 0 | 0 | 0 | 0 | 0 | 0 | 0 | . | . | . | . | 0 | 0 | 0 | 0 | 0 | 0 | 0 | 0 | . | . | . | . | 0 | 0 | 0 | 0 | 0 | 2020 | other | TRUE
99999 | N | . | State-Fuel Level Increment | State-Fuel Level Increment | 99999 | CA | PACC |  |  | 99999 | 2 | NAICS-22 Non-Cogen | PV | SUN | SUN | State-Fuel Level Increment |  |  | 0 | 0 | 0 | 0 | 0 | 0 | 0 | 0 | 0 | 0 | 0 | 0 | 0 | 0 | 0 | 0 | 0 | 0 | 0 | 0 | 0 | 0 | 0 | 0 | 0 | 0 | 0 | 0 | 0 | 0 | 0 | 0 | 0 | 0 | 0 | 0 | 4978 | 6182 | 6771 | 12394 | 14842 | 14528 | 19480 | 16940 | 13875 | 12698 | 9943 | 10208 | 4978 | 6182 | 6771 | 12394 | 14842 | 14528 | 19480 | 16940 | 13875 | 12698 | 9943 | 10208 | 567.85 | 705.196 | 772.324 | 1413.587 | 1692.881 | 1657.074 | 2221.901 | 1932.317 | 1582.666 | 1448.471 | 1134.092 | 1164.298 | 0 | 0 | 142839 | 142839 | 16292.657 | 2020 | solar PV | TRUE
99999 | N | . | State-Fuel Level Increment | State-Fuel Level Increment | 99999 | VT | NEW |  |  | 99999 | 1 | Electric Utility | PV | SUN | SUN | State-Fuel Level Increment |  |  | 0 | . | . | . | . | . | . | . | . | 0 | . | . | 0 | . | . | . | . | . | . | . | . | 0 | . | . | 0 | . | . | . | . | . | . | . | . | 0 | . | . | 7125 | . | . | . | . | . | . | . | . | 5932 | . | . | 7125 | . | . | . | . | . | . | . | . | 5932 | . | . | 812.772 | . | . | . | . | . | . | . | . | 676.611 | . | . | 0 | 0 | 13057 | 13057 | 1489.383 | 2020 | solar PV | TRUE
99999 | N | . | State-Fuel Level Increment | State-Fuel Level Increment | 99999 | NY | MAT |  |  | 99999 | 2 | NAICS-22 Non-Cogen | PV | SUN | SUN | State-Fuel Level Increment |  |  | . | . | . | . | . | . | . | . | . | . | . | 0 | . | . | . | . | . | . | . | . | . | . | . | 0 | . | . | . | . | . | . | . | . | . | . | . | 0 | . | . | . | . | . | . | . | . | . | . | . | 11194 | . | . | . | . | . | . | . | . | . | . | . | 11194 | . | . | . | . | . | . | . | . | . | . | . | 1276.824 | 0 | 0 | 11194 | 11194 | 1276.824 | 2020 | solar PV | TRUE
99999 | N | . | State-Fuel Level Increment | State-Fuel Level Increment | 99999 | MD | SAT |  |  | 99999 | 2 | NAICS-22 Non-Cogen | PV | SUN | SUN | State-Fuel Level Increment |  |  | . | . | . | . | . | . | . | . | . | . | 0 | 0 | . | . | . | . | . | . | . | . | . | . | 0 | 0 | . | . | . | . | . | . | . | . | . | . | 0 | 0 | . | . | . | . | . | . | . | . | . | . | 3347 | 6064 | . | . | . | . | . | . | . | . | . | . | 3347 | 6064 | . | . | . | . | . | . | . | . | . | . | 381.722 | 691.613 | 0 | 0 | 9411 | 9411 | 1073.335 | 2020 | solar PV | TRUE
99999 | N | . | State-Fuel Level Increment | State-Fuel Level Increment | 99999 | NM | MTN |  |  | 99999 | 2 | NAICS-22 Non-Cogen | PV | SUN | SUN | State-Fuel Level Increment |  |  | 0 | 0 | 0 | 0 | 0 | 0 | 0 | 0 | 0 | 0 | 0 | 0 | 0 | 0 | 0 | 0 | 0 | 0 | 0 | 0 | 0 | 0 | 0 | 0 | 0 | 0 | 0 | 0 | 0 | 0 | 0 | 0 | 0 | 0 | 0 | 0 | 1667 | 2042 | 2426 | 2995 | 3516 | 3490 | 3730 | 3220 | 2665 | 2397 | 1911 | 1573 | 1667 | 2042 | 2426 | 2995 | 3516 | 3490 | 3730 | 3220 | 2665 | 2397 | 1911 | 1573 | 190.16 | 232.889 | 276.663 | 341.598 | 401.054 | 398.034 | 425.424 | 367.329 | 303.951 | 273.443 | 218.004 | 179.37 | 0 | 0 | 31632 | 31632 | 3607.919 | 2020 | solar PV | TRUE
99999 | N | . | State-Fuel Level Increment | State-Fuel Level Increment | 99999 | RI | NEW |  |  | 99999 | 2 | NAICS-22 Non-Cogen | PV | SUN | SUN | State-Fuel Level Increment |  |  | 0 | 0 | 0 | 0 | 0 | 0 | 0 | 0 | 0 | 0 | 0 | 0 | 0 | 0 | 0 | 0 | 0 | 0 | 0 | 0 | 0 | 0 | 0 | 0 | 0 | 0 | 0 | 0 | 0 | 0 | 0 | 0 | 0 | 0 | 0 | 0 | 0 | 0 | 0 | 0 | 0 | 0 | 0 | 0 | 0 | 0 | 2677 | 7836 | 0 | 0 | 0 | 0 | 0 | 0 | 0 | 0 | 0 | 0 | 2677 | 7836 | 0 | 0 | 0 | 0 | 0 | 0 | 0 | 0 | 0 | 0 | 305.377 | 893.777 | 0 | 0 | 10513 | 10513 | 1199.154 | 2020 | solar PV | TRUE
99999 | N | . | State-Fuel Level Increment | State-Fuel Level Increment | 99999 | IN | ENC |  |  | 99999 | 1 | Electric Utility | PV | SUN | SUN | State-Fuel Level Increment |  |  | . | . | . | . | . | . | . | . | . | . | 0 | 0 | . | . | . | . | . | . | . | . | . | . | 0 | 0 | . | . | . | . | . | . | . | . | . | . | 0 | 0 | . | . | . | . | . | . | . | . | . | . | 3381 | 2676 | . | . | . | . | . | . | . | . | . | . | 3381 | 2676 | . | . | . | . | . | . | . | . | . | . | 385.625 | 305.269 | 0 | 0 | 6057 | 6057 | 690.894 | 2020 | solar PV | TRUE
99999 | N | . | State-Fuel Level Increment | State-Fuel Level Increment | 99999 | WI | ENC |  |  | 99999 | 2 | NAICS-22 Non-Cogen | PV | SUN | SUN | State-Fuel Level Increment |  |  | 0 | 0 | 0 | 0 | 0 | 0 | 0 | 0 | 0 | 0 | 0 | 0 | 0 | 0 | 0 | 0 | 0 | 0 | 0 | 0 | 0 | 0 | 0 | 0 | 0 | 0 | 0 | 0 | 0 | 0 | 0 | 0 | 0 | 0 | 0 | 0 | 3792 | 4692 | 5320 | 6529 | 7773 | 7596 | 8245 | 7204 | 5903 | 5370 | 4239 | 3545 | 3792 | 4692 | 5320 | 6529 | 7773 | 7596 | 8245 | 7204 | 5903 | 5370 | 4239 | 3545 | 432.566 | 535.155 | 606.814 | 744.739 | 886.652 | 866.385 | 940.48 | 821.716 | 673.349 | 612.521 | 483.514 | 404.328 | 0 | 0 | 70208 | 70208 | 8008.219 | 2020 | solar PV | TRUE
99999 | N | . | State-Fuel Level Increment | State-Fuel Level Increment | 99999 | CA | PACC |  |  | 99999 | 4 | Commercial NAICS Non-Cogen | PV | SUN | SUN | State-Fuel Level Increment |  |  | 0 | 0 | 0 | 0 | 0 | 0 | 0 | 0 | 0 | 0 | 0 | 0 | 0 | 0 | 0 | 0 | 0 | 0 | 0 | 0 | 0 | 0 | 0 | 0 | 0 | 0 | 0 | 0 | 0 | 0 | 0 | 0 | 0 | 0 | 0 | 0 | 624 | 752 | 989 | 1193 | 1364 | 1363 | 1435 | 1248 | 1042 | 910 | 752 | 604 | 624 | 752 | 989 | 1193 | 1364 | 1363 | 1435 | 1248 | 1042 | 910 | 752 | 604 | 71.216 | 85.811 | 112.839 | 136.053 | 155.608 | 155.488 | 163.661 | 142.328 | 118.825 | 103.772 | 85.761 | 68.922 | 0 | 0 | 12276 | 12276 | 1400.284 | 2020 | solar PV | FALSE
99999 | N | . | State-Fuel Level Increment | State-Fuel Level Increment | 99999 | CA | PACC |  |  | 99999 | 6 | Industrial NAICS Non-Cogen | PV | SUN | SUN | State-Fuel Level Increment |  |  | 0 | 0 | 0 | 0 | 0 | 0 | 0 | 0 | 0 | 0 | 0 | 0 | 0 | 0 | 0 | 0 | 0 | 0 | 0 | 0 | 0 | 0 | 0 | 0 | 0 | 0 | 0 | 0 | 0 | 0 | 0 | 0 | 0 | 0 | 0 | 0 | 998 | 1235 | 1400 | 1718 | 2046 | 1999 | 2170 | 1896 | 1553 | 1413 | 1116 | 933 | 998 | 1235 | 1400 | 1718 | 2046 | 1999 | 2170 | 1896 | 1553 | 1413 | 1116 | 933 | 113.833 | 140.83 | 159.688 | 195.984 | 233.329 | 227.996 | 247.495 | 216.241 | 177.197 | 161.19 | 127.241 | 106.402 | 0 | 0 | 18477 | 18477 | 2107.426 | 2020 | solar PV | FALSE
99999 | N | . | State-Fuel Level Increment | State-Fuel Level Increment | 99999 | MA | NEW |  |  | 99999 | 2 | NAICS-22 Non-Cogen | PV | SUN | SUN | State-Fuel Level Increment |  |  | 0 | 0 | 0 | 0 | 0 | 0 | 0 | 0 | 0 | 0 | 0 | 0 | 0 | 0 | 0 | 0 | 0 | 0 | 0 | 0 | 0 | 0 | 0 | 0 | 0 | 0 | 0 | 0 | 0 | 0 | 0 | 0 | 0 | 0 | 0 | 0 | 3264 | 3945 | 5098 | 6171 | 7089 | 7076 | 7467 | 6486 | 5407 | 4745 | 3898 | 7810 | 3264 | 3945 | 5098 | 6171 | 7089 | 7076 | 7467 | 6486 | 5407 | 4745 | 3898 | 7810 | 372.339 | 449.929 | 581.567 | 703.936 | 808.646 | 807.099 | 851.726 | 739.805 | 616.71 | 541.31 | 444.64 | 890.768 | 0 | 0 | 68456 | 68456 | 7808.475 | 2020 | solar PV | TRUE
99999 | N | . | State-Fuel Level Increment | State-Fuel Level Increment | 99999 | IL | ENC |  |  | 99999 | 2 | NAICS-22 Non-Cogen | PV | SUN | SUN | State-Fuel Level Increment |  |  | . | . | . | . | . | . | . | . | . | . | . | 0 | . | . | . | . | . | . | . | . | . | . | . | 0 | . | . | . | . | . | . | . | . | . | . | . | 0 | . | . | . | . | . | . | . | . | . | . | . | 1772 | . | . | . | . | . | . | . | . | . | . | . | 1772 | . | . | . | . | . | . | . | . | . | . | . | 202.164 | 0 | 0 | 1772 | 1772 | 202.164 | 2020 | solar PV | TRUE
99999 | N | . | State-Fuel Level Increment | State-Fuel Level Increment | 99999 | AL | ESC |  |  | 99999 | 2 | NAICS-22 Non-Cogen | PV | SUN | SUN | State-Fuel Level Increment |  |  | . | . | . | . | 0 | . | . | . | . | . | . | . | . | . | . | . | 0 | . | . | . | . | . | . | . | . | . | . | . | 0 | . | . | . | . | . | . | . | . | . | . | . | 148289 | . | . | . | . | . | . | . | . | . | . | . | 148289 | . | . | . | . | . | . | . | . | . | . | . | 16914.478 | . | . | . | . | . | . | . | 0 | 0 | 148289 | 148289 | 16914.478 | 2020 | solar PV | TRUE
99999 | N | . | State-Fuel Level Increment | State-Fuel Level Increment | 99999 | NY | MAT |  |  | 99999 | 4 | Commercial NAICS Non-Cogen | PV | SUN | SUN | State-Fuel Level Increment |  |  | 0 | . | . | . | . | . | . | . | . | . | . | . | 0 | . | . | . | . | . | . | . | . | . | . | . | 0 | . | . | . | . | . | . | . | . | . | . | . | 1292 | . | . | . | . | . | . | . | . | . | . | . | 1292 | . | . | . | . | . | . | . | . | . | . | . | 147.405 | . | . | . | . | . | . | . | . | . | . | . | 0 | 0 | 1292 | 1292 | 147.405 | 2020 | solar PV | FALSE
99999 | N | . | State-Fuel Level Increment | State-Fuel Level Increment | 99999 | MN | WNC |  |  | 99999 | 2 | NAICS-22 Non-Cogen | PV | SUN | SUN | State-Fuel Level Increment |  |  | 0 | 0 | 0 | 0 | 0 | 0 | 0 | 0 | 0 | 0 | 0 | 0 | 0 | 0 | 0 | 0 | 0 | 0 | 0 | 0 | 0 | 0 | 0 | 0 | 0 | 0 | 0 | 0 | 0 | 0 | 0 | 0 | 0 | 0 | 0 | 0 | 4245 | 1235 | 1400 | 1718 | 2046 | 9259 | 2170 | 1896 | 1553 | 2826 | 2232 | 3172 | 4245 | 1235 | 1400 | 1718 | 2046 | 9259 | 2170 | 1896 | 1553 | 2826 | 2232 | 3172 | 484.211 | 140.83 | 159.688 | 195.984 | 233.329 | 1056.119 | 247.495 | 216.241 | 177.197 | 322.38 | 254.482 | 361.767 | 0 | 0 | 33752 | 33752 | 3849.723 | 2020 | solar PV | TRUE
99999 | N | . | State-Fuel Level Increment | State-Fuel Level Increment | 99999 | NC | SAT |  |  | 99999 | 2 | NAICS-22 Non-Cogen | PV | SUN | SUN | State-Fuel Level Increment |  |  | 0 | 0 | 0 | 0 | 0 | 0 | 0 | 0 | 0 | 0 | 0 | 0 | 0 | 0 | 0 | 0 | 0 | 0 | 0 | 0 | 0 | 0 | 0 | 0 | 0 | 0 | 0 | 0 | 0 | 0 | 0 | 0 | 0 | 0 | 0 | 0 | 6737 | 8274 | 9646 | 11964 | 14117 | 23987 | 25847 | 22412 | 18450 | 16730 | 13231 | 10989 | 6737 | 8274 | 9646 | 11964 | 14117 | 23987 | 25847 | 22412 | 18450 | 16730 | 13231 | 10989 | 768.397 | 943.753 | 1100.231 | 1364.738 | 1610.188 | 2736.033 | 2948.195 | 2556.366 | 2104.604 | 1908.252 | 1509.212 | 1253.452 | 0 | 0 | 182384 | 182384 | 20803.421 | 2020 | solar PV | TRUE
99999 | N | . | State-Fuel Level Increment | State-Fuel Level Increment | 99999 | AL | ESC |  |  | 99999 | 1 | Electric Utility | ST | BIT | COL | State-Fuel Level Increment |  | short tons | 76769 | . | . | . | . | . | . | . | . | . | . | . | 76769 | . | . | . | . | . | . | . | . | . | . | . | 23.602 | . | . | . | . | . | . | . | . | . | . | . | 1811902 | . | . | . | . | . | . | . | . | . | . | . | 1811902 | . | . | . | . | . | . | . | . | . | . | . | 176063.17 | . | . | . | . | . | . | . | . | . | . | . | 76769 | 76769 | 1811902 | 1811902 | 176063.17 | 2020 | hard coal | TRUE
99999 | Y | . | State-Fuel Level Increment | State-Fuel Level Increment | 99999 | WI | ENC |  |  | 99999 | 7 | Industrial NAICS Cogen | ST | BIT | COL | State-Fuel Level Increment |  | short tons | 0 | 0 | 0 | 0 | 0 | 0 | 0 | 0 | 0 | 0 | 0 | 0 | 0 | 0 | 0 | 0 | 0 | 0 | 0 | 0 | 0 | 0 | 0 | 0 | 0 | 0 | 0 | 0 | 0 | 0 | 0 | 0 | 0 | 0 | 0 | 0 | 0 | 0 | 0 | 0 | 0 | 0 | 0 | 0 | 0 | 0 | 0 | 0 | 0 | 0 | 0 | 0 | 0 | 0 | 0 | 0 | 0 | 0 | 0 | 0 | 0 | 0 | 0 | 0 | 0 | 0 | 0 | 0 | 0 | 0 | 0 | 0 | 0 | 0 | 0 | 0 | 0 | 2020 | hard coal | FALSE
99999 | N | . | State-Fuel Level Increment | State-Fuel Level Increment | 99999 | MO | WNC |  |  | 99999 | 1 | Electric Utility | ST | DFO | DFO | State-Fuel Level Increment |  | barrels | . | . | . | . | . | . | . | 2061 | . | . | . | . | . | . | . | . | . | . | . | 2061 | . | . | . | . | . | . | . | . | . | . | . | 5.768 | . | . | . | . | . | . | . | . | . | . | . | 11888 | . | . | . | . | . | . | . | . | . | . | . | 11888 | . | . | . | . | . | . | . | . | . | . | . | 1297.244 | . | . | . | . | 2061 | 2061 | 11888 | 11888 | 1297.244 | 2020 | petroleum | TRUE
99999 | N | . | State-Fuel Level Increment | State-Fuel Level Increment | 99999 | NE | WNC |  |  | 99999 | 1 | Electric Utility | ST | DFO | DFO | State-Fuel Level Increment |  | barrels | 431 | . | . | . | . | . | . | . | . | . | . | . | 431 | . | . | . | . | . | . | . | . | . | . | . | 5.788 | . | . | . | . | . | . | . | . | . | . | . | 2495 | . | . | . | . | . | . | . | . | . | . | . | 2495 | . | . | . | . | . | . | . | . | . | . | . | 118.473 | . | . | . | . | . | . | . | . | . | . | . | 431 | 431 | 2495 | 2495 | 118.473 | 2020 | petroleum | TRUE
99999 | N | . | State-Fuel Level Increment | State-Fuel Level Increment | 99999 | CO | MTN |  |  | 99999 | 1 | Electric Utility | ST | DFO | DFO | State-Fuel Level Increment |  | barrels | . | . | . | . | . | . | . | . | . | . | . | 0 | . | . | . | . | . | . | . | . | . | . | . | 0 | . | . | . | . | . | . | . | . | . | . | . | 0 | . | . | . | . | . | . | . | . | . | . | . | 0 | . | . | . | . | . | . | . | . | . | . | . | 0 | . | . | . | . | . | . | . | . | . | . | . | 0 | 0 | 0 | 0 | 0 | 0 | 2020 | petroleum | TRUE
99999 | N | . | State-Fuel Level Increment | State-Fuel Level Increment | 99999 | VA | SAT |  |  | 99999 | 1 | Electric Utility | ST | DFO | DFO | State-Fuel Level Increment |  | barrels | . | . | . | . | . | 250 | . | . | . | . | . | 0 | . | . | . | . | . | 250 | . | . | . | . | . | 0 | . | . | . | . | . | 5.801 | . | . | . | . | . | 0 | . | . | . | . | . | 1450 | . | . | . | . | . | 0 | . | . | . | . | . | 1450 | . | . | . | . | . | 0 | . | . | . | . | . | 100.149 | . | . | . | . | . | 0 | 250 | 250 | 1450 | 1450 | 100.149 | 2020 | petroleum | TRUE
99999 | N | . | State-Fuel Level Increment | State-Fuel Level Increment | 99999 | MI | ENC |  |  | 99999 | 1 | Electric Utility | ST | DFO | DFO | State-Fuel Level Increment |  | barrels | . | . | . | . | . | . | . | . | . | . | . | 0 | . | . | . | . | . | . | . | . | . | . | . | 0 | . | . | . | . | . | . | . | . | . | . | . | 0 | . | . | . | . | . | . | . | . | . | . | . | 0 | . | . | . | . | . | . | . | . | . | . | . | 0 | . | . | . | . | . | . | . | . | . | . | . | 0 | 0 | 0 | 0 | 0 | 0 | 2020 | petroleum | TRUE
99999 | N | . | State-Fuel Level Increment | State-Fuel Level Increment | 99999 | IL | ENC |  |  | 99999 | 1 | Electric Utility | ST | DFO | DFO | State-Fuel Level Increment |  | barrels | . | . | . | . | . | . | . | . | . | . | . | 0 | . | . | . | . | . | . | . | . | . | . | . | 0 | . | . | . | . | . | . | . | . | . | . | . | 0 | . | . | . | . | . | . | . | . | . | . | . | 0 | . | . | . | . | . | . | . | . | . | . | . | 0 | . | . | . | . | . | . | . | . | . | . | . | 0 | 0 | 0 | 0 | 0 | 0 | 2020 | petroleum | TRUE
99999 | N | . | State-Fuel Level Increment | State-Fuel Level Increment | 99999 | OH | ENC |  |  | 99999 | 2 | NAICS-22 Non-Cogen | ST | DFO | DFO | State-Fuel Level Increment |  | barrels | . | . | . | . | . | . | . | . | . | . | . | 0 | . | . | . | . | . | . | . | . | . | . | . | 0 | . | . | . | . | . | . | . | . | . | . | . | 0 | . | . | . | . | . | . | . | . | . | . | . | 0 | . | . | . | . | . | . | . | . | . | . | . | 0 | . | . | . | . | . | . | . | . | . | . | . | 0 | 0 | 0 | 0 | 0 | 0 | 2020 | petroleum | TRUE
99999 | N | . | State-Fuel Level Increment | State-Fuel Level Increment | 99999 | WI | ENC |  |  | 99999 | 1 | Electric Utility | ST | DFO | DFO | State-Fuel Level Increment |  | barrels | . | . | . | . | . | . | . | . | . | . | . | 0 | . | . | . | . | . | . | . | . | . | . | . | 0 | . | . | . | . | . | . | . | . | . | . | . | 0 | . | . | . | . | . | . | . | . | . | . | . | 0 | . | . | . | . | . | . | . | . | . | . | . | 0 | . | . | . | . | . | . | . | . | . | . | . | 0 | 0 | 0 | 0 | 0 | 0 | 2020 | petroleum | TRUE
99999 | Y | . | State-Fuel Level Increment | State-Fuel Level Increment | 99999 | WI | ENC |  |  | 99999 | 7 | Industrial NAICS Cogen | ST | DFO | DFO | State-Fuel Level Increment |  | barrels | 0 | 0 | 0 | 0 | 0 | 0 | 0 | 0 | 0 | 0 | 0 | 0 | 0 | 0 | 0 | 0 | 0 | 0 | 0 | 0 | 0 | 0 | 0 | 0 | 0 | 0 | 0 | 0 | 0 | 0 | 0 | 0 | 0 | 0 | 0 | 0 | 0 | 0 | 0 | 0 | 0 | 0 | 0 | 0 | 0 | 0 | 0 | 0 | 0 | 0 | 0 | 0 | 0 | 0 | 0 | 0 | 0 | 0 | 0 | 0 | 0 | 0 | 0 | 0 | 0 | 0 | 0 | 0 | 0 | 0 | 0 | 0 | 0 | 0 | 0 | 0 | 0 | 2020 | petroleum | FALSE
99999 | N | . | State-Fuel Level Increment | State-Fuel Level Increment | 99999 | FL | SAT |  |  | 99999 | 1 | Electric Utility | ST | DFO | DFO | State-Fuel Level Increment |  | barrels | . | . | . | . | . | . | . | . | . | . | . | 0 | . | . | . | . | . | . | . | . | . | . | . | 0 | . | . | . | . | . | . | . | . | . | . | . | 0 | . | . | . | . | . | . | . | . | . | . | . | 0 | . | . | . | . | . | . | . | . | . | . | . | 0 | . | . | . | . | . | . | . | . | . | . | . | 0 | 0 | 0 | 0 | 0 | 0 | 2020 | petroleum | TRUE
99999 | N | . | State-Fuel Level Increment | State-Fuel Level Increment | 99999 | MA | NEW |  |  | 99999 | 2 | NAICS-22 Non-Cogen | ST | DFO | DFO | State-Fuel Level Increment |  | barrels | . | . | . | . | . | . | . | 23 | . | . | . | . | . | . | . | . | . | . | . | 23 | . | . | . | . | . | . | . | . | . | . | . | 5.718 | . | . | . | . | . | . | . | . | . | . | . | 132 | . | . | . | . | . | . | . | . | . | . | . | 132 | . | . | . | . | . | . | . | . | . | . | . | 13.049 | . | . | . | . | 23 | 23 | 132 | 132 | 13.049 | 2020 | petroleum | TRUE
99999 | N | . | State-Fuel Level Increment | State-Fuel Level Increment | 99999 | LA | WSC |  |  | 99999 | 1 | Electric Utility | ST | LIG | COL | State-Fuel Level Increment |  | short tons | . | . | . | . | . | . | 161058 | . | . | . | . | . | . | . | . | . | . | . | 161058 | . | . | . | . | . | . | . | . | . | . | . | 12.793 | . | . | . | . | . | . | . | . | . | . | . | 2060415 | . | . | . | . | . | . | . | . | . | . | . | 2060415 | . | . | . | . | . | . | . | . | . | . | . | 180747.59 | . | . | . | . | . | 161058 | 161058 | 2060415 | 2060415 | 180747.59 | 2020 | lignite | TRUE
99999 | N | . | State-Fuel Level Increment | State-Fuel Level Increment | 99999 | NM | MTN |  |  | 99999 | 1 | Electric Utility | ST | NG | NG | State-Fuel Level Increment |  | mcf | . | . | 436302 | . | . | . | . | . | . | . | . | . | . | . | 436302 | . | . | . | . | . | . | . | . | . | . | . | 1.027 | . | . | . | . | . | . | . | . | . | . | . | 448082 | . | . | . | . | . | . | . | . | . | . | . | 448082 | . | . | . | . | . | . | . | . | . | . | . | 42676.366 | . | . | . | . | . | . | . | . | . | 436302 | 436302 | 448082 | 448082 | 42676.366 | 2020 | natural gas nonpeaker - preexisting retiring | TRUE
99999 | N | . | State-Fuel Level Increment | State-Fuel Level Increment | 99999 | TX | WSC |  |  | 99999 | 2 | NAICS-22 Non-Cogen | ST | NG | NG | State-Fuel Level Increment |  | mcf | . | . | . | 133957 | . | . | . | . | . | . | . | 0 | . | . | . | 133957 | . | . | . | . | . | . | . | 0 | . | . | . | 1.025 | . | . | . | . | . | . | . | 0 | . | . | . | 137306 | . | . | . | . | . | . | . | 0 | . | . | . | 137306 | . | . | . | . | . | . | . | 0 | . | . | . | 11063.918 | . | . | . | . | . | . | . | 0 | 133957 | 133957 | 137306 | 137306 | 11063.918 | 2020 | natural gas nonpeaker - preexisting retiring | TRUE
99999 | N | . | State-Fuel Level Increment | State-Fuel Level Increment | 99999 | IL | ENC |  |  | 99999 | 2 | NAICS-22 Non-Cogen | ST | NG | NG | State-Fuel Level Increment |  | mcf | . | . | . | . | . | . | . | . | 16981 | . | . | . | . | . | . | . | . | . | . | . | 16981 | . | . | . | . | . | . | . | . | . | . | . | 1.031 | . | . | . | . | . | . | . | . | . | . | . | 17507 | . | . | . | . | . | . | . | . | . | . | . | 17507 | . | . | . | . | . | . | . | . | . | . | . | 1601.44 | . | . | . | 16981 | 16981 | 17507 | 17507 | 1601.44 | 2020 | natural gas nonpeaker - preexisting retiring | TRUE
99999 | N | . | State-Fuel Level Increment | State-Fuel Level Increment | 99999 | TX | WSC |  |  | 99999 | 6 | Industrial NAICS Non-Cogen | ST | NG | NG | State-Fuel Level Increment |  | mcf | . | . | . | . | 36720 | . | . | . | . | . | . | . | . | . | . | . | 36720 | . | . | . | . | . | . | . | . | . | . | . | 1.021 | . | . | . | . | . | . | . | . | . | . | . | 37491 | . | . | . | . | . | . | . | . | . | . | . | 37491 | . | . | . | . | . | . | . | . | . | . | . | 2889.553 | . | . | . | . | . | . | . | 36720 | 36720 | 37491 | 37491 | 2889.553 | 2020 | natural gas nonpeaker - preexisting retiring | FALSE
99999 | N | . | State-Fuel Level Increment | State-Fuel Level Increment | 99999 | WI | ENC |  |  | 99999 | 1 | Electric Utility | ST | NG | NG | State-Fuel Level Increment |  | mcf | . | . | . | . | . | . | . | . | . | . | . | 0 | . | . | . | . | . | . | . | . | . | . | . | 0 | . | . | . | . | . | . | . | . | . | . | . | 0 | . | . | . | . | . | . | . | . | . | . | . | 0 | . | . | . | . | . | . | . | . | . | . | . | 0 | . | . | . | . | . | . | . | . | . | . | . | 0 | 0 | 0 | 0 | 0 | 0 | 2020 | natural gas nonpeaker - preexisting retiring | TRUE
99999 | Y | . | State-Fuel Level Increment | State-Fuel Level Increment | 99999 | CA | PACC |  |  | 99999 | 7 | Industrial NAICS Cogen | ST | NG | NG | State-Fuel Level Increment |  | mcf | . | . | . | 12680 | . | . | . | . | . | . | . | . | . | . | . | 3046 | . | . | . | . | . | . | . | . | . | . | . | 1.036 | . | . | . | . | . | . | . | . | . | . | . | 13136 | . | . | . | . | . | . | . | . | . | . | . | 3156 | . | . | . | . | . | . | . | . | . | . | . | 556.324 | . | . | . | . | . | . | . | . | 12680 | 3046 | 13136 | 3156 | 556.324 | 2020 | natural gas nonpeaker - preexisting retiring | FALSE
99999 | N | . | State-Fuel Level Increment | State-Fuel Level Increment | 99999 | LA | WSC |  |  | 99999 | 1 | Electric Utility | ST | NG | NG | State-Fuel Level Increment |  | mcf | . | . | . | . | . | . | 32910 | . | . | . | . | . | . | . | . | . | . | . | 32910 | . | . | . | . | . | . | . | . | . | . | . | 1.029 | . | . | . | . | . | . | . | . | . | . | . | 33864 | . | . | . | . | . | . | . | . | . | . | . | 33864 | . | . | . | . | . | . | . | . | . | . | . | 2394.693 | . | . | . | . | . | 32910 | 32910 | 33864 | 33864 | 2394.693 | 2020 | natural gas nonpeaker - preexisting retiring | TRUE
99999 | N | . | State-Fuel Level Increment | State-Fuel Level Increment | 99999 | MA | NEW |  |  | 99999 | 2 | NAICS-22 Non-Cogen | ST | NG | NG | State-Fuel Level Increment |  | mcf | . | . | . | . | . | . | . | 65661 | . | . | . | . | . | . | . | . | . | . | . | 65661 | . | . | . | . | . | . | . | . | . | . | . | 1.028 | . | . | . | . | . | . | . | . | . | . | . | 67500 | . | . | . | . | . | . | . | . | . | . | . | 67500 | . | . | . | . | . | . | . | . | . | . | . | 5812.194 | . | . | . | . | 65661 | 65661 | 67500 | 67500 | 5812.194 | 2020 | natural gas nonpeaker - preexisting retiring | TRUE
99999 | N | . | State-Fuel Level Increment | State-Fuel Level Increment | 99999 | AL | ESC |  |  | 99999 | 1 | Electric Utility | ST | NG | NG | State-Fuel Level Increment |  | mcf | 125185 | . | . | . | . | . | . | . | . | . | . | . | 125185 | . | . | . | . | . | . | . | . | . | . | . | 1.033 | . | . | . | . | . | . | . | . | . | . | . | 129316 | . | . | . | . | . | . | . | . | . | . | . | 129316 | . | . | . | . | . | . | . | . | . | . | . | 12267.767 | . | . | . | . | . | . | . | . | . | . | . | 125185 | 125185 | 129316 | 129316 | 12267.767 | 2020 | natural gas nonpeaker - preexisting retiring | TRUE
99999 | N | . | State-Fuel Level Increment | State-Fuel Level Increment | 99999 | FL | SAT |  |  | 99999 | 1 | Electric Utility | ST | NG | NG | State-Fuel Level Increment |  | mcf | . | . | . | . | . | . | . | . | . | . | 0 | 0 | . | . | . | . | . | . | . | . | . | . | 0 | 0 | . | . | . | . | . | . | . | . | . | . | 0 | 0 | . | . | . | . | . | . | . | . | . | . | 0 | 0 | . | . | . | . | . | . | . | . | . | . | 0 | 0 | . | . | . | . | . | . | . | . | . | . | 0 | 0 | 0 | 0 | 0 | 0 | 0 | 2020 | natural gas nonpeaker - preexisting retiring | TRUE
99999 | N | . | State-Fuel Level Increment | State-Fuel Level Increment | 99999 | VA | SAT |  |  | 99999 | 1 | Electric Utility | ST | NG | NG | State-Fuel Level Increment |  | mcf | . | . | . | . | . | 0 | . | . | . | . | . | . | . | . | . | . | . | 0 | . | . | . | . | . | . | . | . | . | . | . | 0 | . | . | . | . | . | . | . | . | . | . | . | 0 | . | . | . | . | . | . | . | . | . | . | . | 0 | . | . | . | . | . | . | . | . | . | . | . | 0 | . | . | . | . | . | . | 0 | 0 | 0 | 0 | 0 | 2020 | natural gas nonpeaker - preexisting retiring | TRUE
99999 | Y | . | State-Fuel Level Increment | State-Fuel Level Increment | 99999 | MA | NEW |  |  | 99999 | 7 | Industrial NAICS Cogen | ST | NG | NG | State-Fuel Level Increment |  | mcf | . | . | . | 0 | 0 | 0 | . | 0 | . | . | . | . | . | . | . | 0 | 0 | 0 | . | 0 | . | . | . | . | . | . | . | 0 | 0 | 0 | . | 0 | . | . | . | . | . | . | . | 0 | 0 | 0 | . | 0 | . | . | . | . | . | . | . | 0 | 0 | 0 | . | 0 | . | . | . | . | . | . | . | 209.52 | 187.21 | 125.13 | . | 186.24 | . | . | . | . | 0 | 0 | 0 | 0 | 708.1 | 2020 | natural gas nonpeaker - preexisting retiring | FALSE
99999 | N | . | State-Fuel Level Increment | State-Fuel Level Increment | 99999 | MD | SAT |  |  | 99999 | 2 | NAICS-22 Non-Cogen | ST | NG | NG | State-Fuel Level Increment |  | mcf | . | . | . | . | . | . | . | . | . | . | . | 0 | . | . | . | . | . | . | . | . | . | . | . | 0 | . | . | . | . | . | . | . | . | . | . | . | 0 | . | . | . | . | . | . | . | . | . | . | . | 0 | . | . | . | . | . | . | . | . | . | . | . | 0 | . | . | . | . | . | . | . | . | . | . | . | 0 | 0 | 0 | 0 | 0 | 0 | 2020 | natural gas nonpeaker - preexisting retiring | TRUE
99999 | N | . | State-Fuel Level Increment | State-Fuel Level Increment | 99999 | CA | PACC |  |  | 99999 | 2 | NAICS-22 Non-Cogen | ST | NG | NG | State-Fuel Level Increment |  | mcf | . | . | . | . | . | . | . | . | . | . | . | 0 | . | . | . | . | . | . | . | . | . | . | . | 0 | . | . | . | . | . | . | . | . | . | . | . | 0 | . | . | . | . | . | . | . | . | . | . | . | 0 | . | . | . | . | . | . | . | . | . | . | . | 0 | . | . | . | . | . | . | . | . | . | . | . | 0 | 0 | 0 | 0 | 0 | 0 | 2020 | natural gas nonpeaker - preexisting retiring | TRUE
99999 | Y | . | State-Fuel Level Increment | State-Fuel Level Increment | 99999 | TX | WSC |  |  | 99999 | 3 | NAICS-22 Cogen | ST | NG | NG | State-Fuel Level Increment |  | mcf | . | . | . | . | . | . | . | . | . | . | . | 0 | . | . | . | . | . | . | . | . | . | . | . | 0 | . | . | . | . | . | . | . | . | . | . | . | 0 | . | . | . | . | . | . | . | . | . | . | . | 0 | . | . | . | . | . | . | . | . | . | . | . | 0 | . | . | . | . | . | . | . | . | . | . | . | 0 | 0 | 0 | 0 | 0 | 0 | 2020 | natural gas nonpeaker - preexisting retiring | TRUE
99999 | N | . | State-Fuel Level Increment | State-Fuel Level Increment | 99999 | CO | MTN |  |  | 99999 | 1 | Electric Utility | ST | NG | NG | State-Fuel Level Increment |  | mcf | . | . | . | . | . | . | . | . | . | . | . | 0 | . | . | . | . | . | . | . | . | . | . | . | 0 | . | . | . | . | . | . | . | . | . | . | . | 0 | . | . | . | . | . | . | . | . | . | . | . | 0 | . | . | . | . | . | . | . | . | . | . | . | 0 | . | . | . | . | . | . | . | . | . | . | . | 0 | 0 | 0 | 0 | 0 | 0 | 2020 | natural gas nonpeaker - preexisting retiring | TRUE
99999 | Y | . | State-Fuel Level Increment | State-Fuel Level Increment | 99999 | NY | MAT |  |  | 99999 | 7 | Industrial NAICS Cogen | ST | NG | NG | State-Fuel Level Increment |  | mcf | . | . | . | . | . | . | . | . | . | . | . | 0 | . | . | . | . | . | . | . | . | . | . | . | 0 | . | . | . | . | . | . | . | . | . | . | . | 0 | . | . | . | . | . | . | . | . | . | . | . | 0 | . | . | . | . | . | . | . | . | . | . | . | 0 | . | . | . | . | . | . | . | . | . | . | . | 0 | 0 | 0 | 0 | 0 | 0 | 2020 | natural gas nonpeaker - preexisting retiring | FALSE
99999 | N | . | State-Fuel Level Increment | State-Fuel Level Increment | 99999 | MS | ESC |  |  | 99999 | 1 | Electric Utility | ST | NG | NG | State-Fuel Level Increment |  | mcf | . | . | . | . | . | . | . | . | . | 0 | . | 0 | . | . | . | . | . | . | . | . | . | 0 | . | 0 | . | . | . | . | . | . | . | . | . | 0 | . | 0 | . | . | . | . | . | . | . | . | . | 0 | . | 0 | . | . | . | . | . | . | . | . | . | 0 | . | 0 | . | . | . | . | . | . | . | . | . | 0 | . | 0 | 0 | 0 | 0 | 0 | 0 | 2020 | natural gas nonpeaker - preexisting retiring | TRUE
99999 | Y | . | State-Fuel Level Increment | State-Fuel Level Increment | 99999 | LA | WSC |  |  | 99999 | 7 | Industrial NAICS Cogen | ST | NG | NG | State-Fuel Level Increment |  | mcf | 248145 | 226552 | 229623 | 208359 | 225100 | 229448 | 246064 | 243109 | . | . | . | . | 31053 | 29268 | 28956 | 25170 | 27590 | 29730 | 34867 | 33552 | . | . | . | . | 1.031 | 1.03 | 1.033 | 1.037 | 1.03 | 1.032 | 1.029 | 1.032 | . | . | . | . | 255837 | 233349 | 237201 | 216068 | 231853 | 236790 | 253200 | 250888 | . | . | . | . | 32016 | 30146 | 29912 | 26101 | 28418 | 30681 | 35878 | 34626 | . | . | . | . | 4641.984 | 4370.842 | 4336.845 | 3784.411 | 4120.22 | 4448.447 | 5201.829 | 5020.379 | . | . | . | . | 1856400 | 240186 | 1915186 | 247778 | 35924.957 | 2020 | natural gas nonpeaker - preexisting retiring | FALSE
99999 | N | . | State-Fuel Level Increment | State-Fuel Level Increment | 99999 | MI | ENC |  |  | 99999 | 1 | Electric Utility | ST | NG | NG | State-Fuel Level Increment |  | mcf | . | . | . | . | . | . | . | . | . | . | . | 0 | . | . | . | . | . | . | . | . | . | . | . | 0 | . | . | . | . | . | . | . | . | . | . | . | 0 | . | . | . | . | . | . | . | . | . | . | . | 0 | . | . | . | . | . | . | . | . | . | . | . | 0 | . | . | . | . | . | . | . | . | . | . | . | 0 | 0 | 0 | 0 | 0 | 0 | 2020 | natural gas nonpeaker - preexisting retiring | TRUE
99999 | Y | . | State-Fuel Level Increment | State-Fuel Level Increment | 99999 | MI | ENC |  |  | 99999 | 7 | Industrial NAICS Cogen | ST | NG | NG | State-Fuel Level Increment |  | mcf | . | . | . | . | . | . | . | . | . | . | . | 0 | . | . | . | . | . | . | . | . | . | . | . | 0 | . | . | . | . | . | . | . | . | . | . | . | 0 | . | . | . | . | . | . | . | . | . | . | . | 0 | . | . | . | . | . | . | . | . | . | . | . | 0 | . | . | . | . | . | . | . | . | . | . | . | 0 | 0 | 0 | 0 | 0 | 0 | 2020 | natural gas nonpeaker - preexisting retiring | FALSE
99999 | N | 1 | State-Fuel Level Increment | State-Fuel Level Increment | 99999 | IA | WNC |  |  | 99999 | 2 | NAICS-22 Non-Cogen | ST | NUC | NUC | State-Fuel Level Increment |  |  | . | . | . | . | . | . | . | . | . | 0 | 0 | . | . | . | . | . | . | . | . | . | . | 0 | 0 | . | . | . | . | . | . | . | . | . | . | 0 | 0 | . | . | . | . | . | . | . | . | . | . | 0 | 0 | . | . | . | . | . | . | . | . | . | . | 0 | 0 | . | . | . | . | . | . | . | . | . | . | 0 | 0 | . | 0 | 0 | 0 | 0 | 0 | 2020 | nuclear | TRUE
99999 | Y | . | State-Fuel Level Increment | State-Fuel Level Increment | 99999 | WI | ENC |  |  | 99999 | 7 | Industrial NAICS Cogen | ST | OBS | ORW | State-Fuel Level Increment |  | short tons | 0 | 0 | 0 | 0 | 0 | 0 | 0 | 0 | 0 | 0 | 0 | 0 | 0 | 0 | 0 | 0 | 0 | 0 | 0 | 0 | 0 | 0 | 0 | 0 | 0 | 0 | 0 | 0 | 0 | 0 | 0 | 0 | 0 | 0 | 0 | 0 | 0 | 0 | 0 | 0 | 0 | 0 | 0 | 0 | 0 | 0 | 0 | 0 | 0 | 0 | 0 | 0 | 0 | 0 | 0 | 0 | 0 | 0 | 0 | 0 | 0 | 0 | 0 | 0 | 0 | 0 | 0 | 0 | 0 | 0 | 0 | 0 | 0 | 0 | 0 | 0 | 0 | 2020 | biomass | FALSE
99999 | N | . | State-Fuel Level Increment | State-Fuel Level Increment | 99999 | TX | WSC |  |  | 99999 | 6 | Industrial NAICS Non-Cogen | ST | OG | OOG | State-Fuel Level Increment |  | mcf | . | . | . | . | 129779 | . | . | . | . | . | . | . | . | . | . | . | 129779 | . | . | . | . | . | . | . | . | . | . | . | 0.629 | . | . | . | . | . | . | . | . | . | . | . | 81631 | . | . | . | . | . | . | . | . | . | . | . | 81631 | . | . | . | . | . | . | . | . | . | . | . | 4488.465 | . | . | . | . | . | . | . | 129779 | 129779 | 81631 | 81631 | 4488.465 | 2020 | other | FALSE
99999 | Y | . | State-Fuel Level Increment | State-Fuel Level Increment | 99999 | CA | PACC |  |  | 99999 | 7 | Industrial NAICS Cogen | ST | OG | OOG | State-Fuel Level Increment |  | mcf | . | . | . | 46484 | . | . | . | . | . | . | . | . | . | . | . | 7315 | . | . | . | . | . | . | . | . | . | . | . | 1.017 | . | . | . | . | . | . | . | . | . | . | . | 47274 | . | . | . | . | . | . | . | . | . | . | . | 7439 | . | . | . | . | . | . | . | . | . | . | . | 1311.196 | . | . | . | . | . | . | . | . | 46484 | 7315 | 47274 | 7439 | 1311.196 | 2020 | other | FALSE
99999 | Y | . | State-Fuel Level Increment | State-Fuel Level Increment | 99999 | MA | NEW |  |  | 99999 | 7 | Industrial NAICS Cogen | ST | OTH | OTH | State-Fuel Level Increment |  |  | . | . | . | 0 | 0 | 0 | . | 0 | . | . | . | . | . | . | . | 0 | 0 | 0 | . | 0 | . | . | . | . | . | . | . | 0 | 0 | 0 | . | 0 | . | . | . | . | . | . | . | 0 | 0 | 0 | . | 0 | . | . | . | . | . | . | . | 0 | 0 | 0 | . | 0 | . | . | . | . | . | . | . | 0 | 0 | 0 | . | 0 | . | . | . | . | 0 | 0 | 0 | 0 | 0 | 2020 | other | FALSE
99999 | N | . | State-Fuel Level Increment | State-Fuel Level Increment | 99999 | TX | WSC |  |  | 99999 | 6 | Industrial NAICS Non-Cogen | ST | PC | PC | State-Fuel Level Increment |  | short tons | . | . | . | . | 3689 | . | . | . | . | . | . | . | . | . | . | . | 3689 | . | . | . | . | . | . | . | . | . | . | . | 27 | . | . | . | . | . | . | . | . | . | . | . | 99603 | . | . | . | . | . | . | . | . | . | . | . | 99603 | . | . | . | . | . | . | . | . | . | . | . | 5551.253 | . | . | . | . | . | . | . | 3689 | 3689 | 99603 | 99603 | 5551.253 | 2020 | petroleum | FALSE
99999 | N | . | State-Fuel Level Increment | State-Fuel Level Increment | 99999 | LA | WSC |  |  | 99999 | 1 | Electric Utility | ST | PG | WOO | State-Fuel Level Increment |  | mcf | . | . | . | . | . | . | 0 | . | . | . | . | . | . | . | . | . | . | . | 0 | . | . | . | . | . | . | . | . | . | . | . | 0 | . | . | . | . | . | . | . | . | . | . | . | 0 | . | . | . | . | . | . | . | . | . | . | . | 0 | . | . | . | . | . | . | . | . | . | . | . | 0 | . | . | . | . | . | 0 | 0 | 0 | 0 | 0 | 2020 | other | TRUE
99999 | N | . | State-Fuel Level Increment | State-Fuel Level Increment | 99999 | IN | ENC |  |  | 99999 | 6 | Industrial NAICS Non-Cogen | ST | PUR | OTH | State-Fuel Level Increment |  |  | 0 | 0 | 0 | 0 | 0 | 0 | 0 | 0 | 0 | 0 | 0 | 0 | 0 | 0 | 0 | 0 | 0 | 0 | 0 | 0 | 0 | 0 | 0 | 0 | 0 | 0 | 0 | 0 | 0 | 0 | 0 | 0 | 0 | 0 | 0 | 0 | 0 | 0 | 0 | 0 | 0 | 0 | 0 | 0 | 0 | 0 | 0 | 0 | 0 | 0 | 0 | 0 | 0 | 0 | 0 | 0 | 0 | 0 | 0 | 0 | 0 | 0 | 0 | 0 | 0 | 0 | 0 | 0 | 0 | 0 | 0 | 0 | 0 | 0 | 0 | 0 | 0 | 2020 | other | FALSE
99999 | N | . | State-Fuel Level Increment | State-Fuel Level Increment | 99999 | NE | WNC |  |  | 99999 | 1 | Electric Utility | ST | RC | COL | State-Fuel Level Increment |  | short tons | 80356 | . | . | . | . | . | . | . | . | . | . | . | 80356 | . | . | . | . | . | . | . | . | . | . | . | 18.396 | . | . | . | . | . | . | . | . | . | . | . | 1478229 | . | . | . | . | . | . | . | . | . | . | . | 1478229 | . | . | . | . | . | . | . | . | . | . | . | 43695.694 | . | . | . | . | . | . | . | . | . | . | . | 80356 | 80356 | 1478229 | 1478229 | 43695.694 | 2020 | hard coal | TRUE
99999 | N | . | State-Fuel Level Increment | State-Fuel Level Increment | 99999 | MO | WNC |  |  | 99999 | 1 | Electric Utility | ST | RC | COL | State-Fuel Level Increment |  | short tons | . | . | . | . | . | . | . | 320422 | . | . | . | . | . | . | . | . | . | . | . | 320422 | . | . | . | . | . | . | . | . | . | . | . | 17.803 | . | . | . | . | . | . | . | . | . | . | . | 5704473 | . | . | . | . | . | . | . | . | . | . | . | 5704473 | . | . | . | . | . | . | . | . | . | . | . | 559794.6 | . | . | . | . | 320422 | 320422 | 5704473 | 5704473 | 559794.6 | 2020 | hard coal | TRUE
99999 | N | . | State-Fuel Level Increment | State-Fuel Level Increment | 99999 | MS | ESC |  |  | 99999 | 1 | Electric Utility | ST | RFO | RFO | State-Fuel Level Increment |  | barrels | . | . | . | . | . | . | . | . | . | . | . | 0 | . | . | . | . | . | . | . | . | . | . | . | 0 | . | . | . | . | . | . | . | . | . | . | . | 0 | . | . | . | . | . | . | . | . | . | . | . | 0 | . | . | . | . | . | . | . | . | . | . | . | 0 | . | . | . | . | . | . | . | . | . | . | . | 0 | 0 | 0 | 0 | 0 | 0 | 2020 | petroleum | TRUE
99999 | N | . | State-Fuel Level Increment | State-Fuel Level Increment | 99999 | VA | SAT |  |  | 99999 | 1 | Electric Utility | ST | RFO | RFO | State-Fuel Level Increment |  | barrels | . | . | . | . | . | 5620 | . | . | . | . | . | . | . | . | . | . | . | 5620 | . | . | . | . | . | . | . | . | . | . | . | 6.342 | . | . | . | . | . | . | . | . | . | . | . | 35642 | . | . | . | . | . | . | . | . | . | . | . | 35642 | . | . | . | . | . | . | . | . | . | . | . | 3074.769 | . | . | . | . | . | . | 5620 | 5620 | 35642 | 35642 | 3074.769 | 2020 | petroleum | TRUE
99999 | N | . | State-Fuel Level Increment | State-Fuel Level Increment | 99999 | MI | ENC |  |  | 99999 | 1 | Electric Utility | ST | RFO | RFO | State-Fuel Level Increment |  | barrels | . | . | . | . | . | . | . | . | . | . | . | 0 | . | . | . | . | . | . | . | . | . | . | . | 0 | . | . | . | . | . | . | . | . | . | . | . | 0 | . | . | . | . | . | . | . | . | . | . | . | 0 | . | . | . | . | . | . | . | . | . | . | . | 0 | . | . | . | . | . | . | . | . | . | . | . | 0 | 0 | 0 | 0 | 0 | 0 | 2020 | petroleum | TRUE
99999 | N | . | State-Fuel Level Increment | State-Fuel Level Increment | 99999 | MA | NEW |  |  | 99999 | 2 | NAICS-22 Non-Cogen | ST | RFO | RFO | State-Fuel Level Increment |  | barrels | . | . | . | . | . | . | . | 5940 | . | . | . | . | . | . | . | . | . | . | . | 5940 | . | . | . | . | . | . | . | . | . | . | . | 6.171 | . | . | . | . | . | . | . | . | . | . | . | 36656 | . | . | . | . | . | . | . | . | . | . | . | 36656 | . | . | . | . | . | . | . | . | . | . | . | 3872.858 | . | . | . | . | 5940 | 5940 | 36656 | 36656 | 3872.858 | 2020 | petroleum | TRUE
99999 | N | . | State-Fuel Level Increment | State-Fuel Level Increment | 99999 | IL | ENC |  |  | 99999 | 2 | NAICS-22 Non-Cogen | ST | SUB | COL | State-Fuel Level Increment |  | short tons | . | . | . | . | . | . | . | . | 26196 | . | . | . | . | . | . | . | . | . | . | . | 26196 | . | . | . | . | . | . | . | . | . | . | . | 17.672 | . | . | . | . | . | . | . | . | . | . | . | 462936 | . | . | . | . | . | . | . | . | . | . | . | 462936 | . | . | . | . | . | . | . | . | . | . | . | 39535.744 | . | . | . | 26196 | 26196 | 462936 | 462936 | 39535.744 | 2020 | hard coal | TRUE
99999 | N | . | State-Fuel Level Increment | State-Fuel Level Increment | 99999 | NE | WNC |  |  | 99999 | 1 | Electric Utility | ST | SUB | COL | State-Fuel Level Increment |  | short tons | 91074 | . | . | . | . | . | . | . | . | . | . | . | 91074 | . | . | . | . | . | . | . | . | . | . | . | 17.119 | . | . | . | . | . | . | . | . | . | . | . | 1559096 | . | . | . | . | . | . | . | . | . | . | . | 1559096 | . | . | . | . | . | . | . | . | . | . | . | 48627.837 | . | . | . | . | . | . | . | . | . | . | . | 91074 | 91074 | 1559096 | 1559096 | 48627.837 | 2020 | hard coal | TRUE
99999 | N | . | State-Fuel Level Increment | State-Fuel Level Increment | 99999 | MO | WNC |  |  | 99999 | 1 | Electric Utility | ST | SUB | COL | State-Fuel Level Increment |  | short tons | . | . | . | . | . | . | . | 0 | . | . | . | . | . | . | . | . | . | . | . | 0 | . | . | . | . | . | . | . | . | . | . | . | 0 | . | . | . | . | . | . | . | . | . | . | . | 0 | . | . | . | . | . | . | . | . | . | . | . | 0 | . | . | . | . | . | . | . | . | . | . | . | 0 | . | . | . | . | 0 | 0 | 0 | 0 | 0 | 2020 | hard coal | TRUE
99999 | N | . | State-Fuel Level Increment | State-Fuel Level Increment | 99999 | AL | ESC |  |  | 99999 | 1 | Electric Utility | ST | SUB | COL | State-Fuel Level Increment |  | short tons | 0 | . | . | . | . | . | . | . | . | . | . | . | 0 | . | . | . | . | . | . | . | . | . | . | . | 0 | . | . | . | . | . | . | . | . | . | . | . | 0 | . | . | . | . | . | . | . | . | . | . | . | 0 | . | . | . | . | . | . | . | . | . | . | . | 0 | . | . | . | . | . | . | . | . | . | . | . | 0 | 0 | 0 | 0 | 0 | 2020 | hard coal | TRUE
99999 | N | . | State-Fuel Level Increment | State-Fuel Level Increment | 99999 | FL | SAT |  |  | 99999 | 1 | Electric Utility | ST | WDS | WWW | State-Fuel Level Increment |  | short tons | . | . | . | . | . | . | . | . | . | . | 53321 | . | . | . | . | . | . | . | . | . | . | . | 53321 | . | . | . | . | . | . | . | . | . | . | . | 10.996 | . | . | . | . | . | . | . | . | . | . | . | 586318 | . | . | . | . | . | . | . | . | . | . | . | 586318 | . | . | . | . | . | . | . | . | . | . | . | 47365.02 | . | 53321 | 53321 | 586318 | 586318 | 47365.02 | 2020 | biomass | TRUE
99999 | Y | . | State-Fuel Level Increment | State-Fuel Level Increment | 99999 | WI | ENC |  |  | 99999 | 7 | Industrial NAICS Cogen | ST | WDS | WWW | State-Fuel Level Increment |  | short tons | 0 | 0 | 0 | 0 | 0 | 0 | 0 | 0 | 0 | 0 | 0 | 0 | 0 | 0 | 0 | 0 | 0 | 0 | 0 | 0 | 0 | 0 | 0 | 0 | 0 | 0 | 0 | 0 | 0 | 0 | 0 | 0 | 0 | 0 | 0 | 0 | 0 | 0 | 0 | 0 | 0 | 0 | 0 | 0 | 0 | 0 | 0 | 0 | 0 | 0 | 0 | 0 | 0 | 0 | 0 | 0 | 0 | 0 | 0 | 0 | 0 | 0 | 0 | 0 | 0 | 0 | 0 | 0 | 0 | 0 | 0 | 0 | 0 | 0 | 0 | 0 | 0 | 2020 | biomass | FALSE
99999 | N | . | State-Fuel Level Increment | State-Fuel Level Increment | 99999 | TX | WSC |  |  | 99999 | 6 | Industrial NAICS Non-Cogen | ST | WH | OTH | State-Fuel Level Increment |  |  | . | . | . | . | 0 | . | . | . | . | . | . | . | . | . | . | . | 0 | . | . | . | . | . | . | . | . | . | . | . | 0 | . | . | . | . | . | . | . | . | . | . | . | 18 | . | . | . | . | . | . | . | . | . | . | . | 18 | . | . | . | . | . | . | . | . | . | . | . | 2.092 | . | . | . | . | . | . | . | 0 | 0 | 18 | 18 | 2.092 | 2020 | other | FALSE
99999 | N | . | State-Fuel Level Increment | State-Fuel Level Increment | 99999 | MN | WNC |  |  | 99999 | 2 | NAICS-22 Non-Cogen | WT | WND | WND | State-Fuel Level Increment |  |  | 0 | 0 | 0 | 0 | 0 | 0 | 0 | 0 | 0 | 0 | 0 | 0 | 0 | 0 | 0 | 0 | 0 | 0 | 0 | 0 | 0 | 0 | 0 | 0 | 0 | 0 | 0 | 0 | 0 | 0 | 0 | 0 | 0 | 0 | 0 | 0 | 2628 | 3116 | 2899 | 2811 | 2432 | 2204 | 2300 | 2153 | 1583 | 2543 | 2667 | 2058 | 2628 | 3116 | 2899 | 2811 | 2432 | 2204 | 2300 | 2153 | 1583 | 2543 | 2667 | 2058 | 299.737 | 355.429 | 330.673 | 320.594 | 277.433 | 251.348 | 262.307 | 245.575 | 180.547 | 290.103 | 304.231 | 234.731 | 0 | 0 | 29394 | 29394 | 3352.708 | 2020 | onshore wind | TRUE
99999 | N | . | State-Fuel Level Increment | State-Fuel Level Increment | 99999 | HI | PACN |  |  | 99999 | 2 | NAICS-22 Non-Cogen | WT | WND | WND | State-Fuel Level Increment |  |  | . | . | . | 0 | . | . | . | . | . | . | . | . | . | . | . | 0 | . | . | . | . | . | . | . | . | . | . | . | 0 | . | . | . | . | . | . | . | . | . | . | . | 85730 | . | . | . | . | . | . | . | . | . | . | . | 85730 | . | . | . | . | . | . | . | . | . | . | . | 9778.733 | . | . | . | . | . | . | . | . | 0 | 0 | 85730 | 85730 | 9778.733 | 2020 | onshore wind | TRUE
99999 | N | . | State-Fuel Level Increment | State-Fuel Level Increment | 99999 | WA | PACC |  |  | 99999 | 1 | Electric Utility | WT | WND | WND | State-Fuel Level Increment |  |  | 0 | . | . | . | . | . | . | . | . | . | . | . | 0 | . | . | . | . | . | . | . | . | . | . | . | 0 | . | . | . | . | . | . | . | . | . | . | . | 309422 | . | . | . | . | . | . | . | . | . | . | . | 309422 | . | . | . | . | . | . | . | . | . | . | . | 35293.942 | . | . | . | . | . | . | . | . | . | . | . | 0 | 0 | 309422 | 309422 | 35293.942 | 2020 | onshore wind | TRUE
99999 | N | . | State-Fuel Level Increment | State-Fuel Level Increment | 99999 | NV | MTN |  |  | 99999 | 2 | NAICS-22 Non-Cogen | WT | WND | WND | State-Fuel Level Increment |  |  | . | . | . | . | 0 | . | . | . | . | . | . | . | . | . | . | . | 0 | . | . | . | . | . | . | . | . | . | . | . | 0 | . | . | . | . | . | . | . | . | . | . | . | 278896 | . | . | . | . | . | . | . | . | . | . | . | 278896 | . | . | . | . | . | . | . | . | . | . | . | 31811.979 | . | . | . | . | . | . | . | 0 | 0 | 278896 | 278896 | 31811.979 | 2020 | onshore wind | TRUE
99999 | N | . | State-Fuel Level Increment | State-Fuel Level Increment | 99999 | MD | SAT |  |  | 99999 | 2 | NAICS-22 Non-Cogen | WT | WND | WND | State-Fuel Level Increment |  |  | 0 | . | . | . | . | . | . | . | . | . | . | . | 0 | . | . | . | . | . | . | . | . | . | . | . | 0 | . | . | . | . | . | . | . | . | . | . | . | 76050 | . | . | . | . | . | . | . | . | . | . | . | 76050 | . | . | . | . | . | . | . | . | . | . | . | 8674.526 | . | . | . | . | . | . | . | . | . | . | . | 0 | 0 | 76050 | 76050 | 8674.526 | 2020 | onshore wind | TRUE
99999 | N | . | State-Fuel Level Increment | State-Fuel Level Increment | 99999 | NH | NEW |  |  | 99999 | 2 | NAICS-22 Non-Cogen | WT | WND | WND | State-Fuel Level Increment |  |  | . | . | . | . | . | 0 | . | . | . | . | . | . | . | . | . | . | . | 0 | . | . | . | . | . | . | . | . | . | . | . | 0 | . | . | . | . | . | . | . | . | . | . | . | 84209 | . | . | . | . | . | . | . | . | . | . | . | 84209 | . | . | . | . | . | . | . | . | . | . | . | 9605.242 | . | . | . | . | . | . | 0 | 0 | 84209 | 84209 | 9605.242 | 2020 | onshore wind | TRUE
99999 | N | . | State-Fuel Level Increment | State-Fuel Level Increment | 99999 | MA | NEW |  |  | 99999 | 4 | Commercial NAICS Non-Cogen | WT | WND | WND | State-Fuel Level Increment |  |  | . | . | . | 0 | . | . | . | . | . | . | . | . | . | . | . | 0 | . | . | . | . | . | . | . | . | . | . | . | 0 | . | . | . | . | . | . | . | . | . | . | . | 6968 | . | . | . | . | . | . | . | . | . | . | . | 6968 | . | . | . | . | . | . | . | . | . | . | . | 794.787 | . | . | . | . | . | . | . | . | 0 | 0 | 6968 | 6968 | 794.787 | 2020 | onshore wind | FALSE
99999 | N | . | State-Fuel Level Increment | State-Fuel Level Increment | 99999 | ID | MTN |  |  | 99999 | 2 | NAICS-22 Non-Cogen | WT | WND | WND | State-Fuel Level Increment |  |  | 0 | . | . | . | . | . | . | . | . | . | . | . | 0 | . | . | . | . | . | . | . | . | . | . | . | 0 | . | . | . | . | . | . | . | . | . | . | . | 39208 | . | . | . | . | . | . | . | . | . | . | . | 39208 | . | . | . | . | . | . | . | . | . | . | . | 4472.169 | . | . | . | . | . | . | . | . | . | . | . | 0 | 0 | 39208 | 39208 | 4472.169 | 2020 | onshore wind | TRUE

## Summary_EIA
| State | NH
BECF-pre-ret
|  | MWhs | MW
| Fuel | 923 | 860 | 860*8760 | capacity factor | set minimum to .02 | bound to zero and 1
| hard coal | 128482.125 | 533.9 | 4676964 | 2.747% | 2.747% | 2.747%
| natural gas nonpeaker - preexisting retiring | 14346.949 | 400.2 | 3505752 | 0.4092% | 0.4092% | 0.4092%
| nuclear | 9865196 | 1247.8 | 10930728 | 90.25% | 90.25% | 90.25%
| hydro | 1228270 | 501.9 | 4396644 | 27.94% | 27.94% | 27.94%
| onshore wind | 524872.242 | 211.9 | 1856244 | 28.28% | 28.28% | 28.28%
| solar PV | 3873 | 2.4 | 21024 | 18.42% | 18.42% | 18.42%
| solar thermal | 0 | 0 | 0 | 0% | 2% | 2%
| biomass | 780648.781 | 221.1 | 1936836 | 40.31% | 40.31% | 40.31%
| geothermal | 0 | 0 | 0 | 0% | 2% | 2%
| petroleum | 30578.526 | 82.1 | 719196 | 4.252% | 4.252% | 4.252%
| natural gas peaker | 0 | 0 | 0 | 0% | 2% | 2%
| lignite | 0 | 0 | 0 | 0% | 2% | 2%
| offshore wind | 0 | 0 | 0 | 0% | 2% | 2%
| crude oil | -4228 | 18.7 | 163812 | -2.581% | -2.581% | 2%
| heavy or residual fuel oil | 0 | 0 | 0 | 0% | 2% | 2%
| municipal solid waste | 101052 | 12 | 105120 | 96.13% | 96.13% | 96.13%
BECF-pre-nonret
|  | MWhs | MW
| Fuel | 923 | 860 | 860*8760 | capacity factor | set minimum to .02 | bound to zero and 1
| natural gas nonpeaker - preexisting nonretiring | 3586323.62 | 1238.5 | 10849260 | 33.06% | 33.06% | 33.06%

## Cross-Page Data
Form 860 Prime Mover Codes |  | Form 860 Energy Source Codes |  |  | Cross-walk for 2-check fuels
860
Prime Mover Code | Prime Mover Description | Code | Energy Source Description | Corresponding Model Subscript | Fuel Type | Primer Mover | Model Energy Source | Sector Name | Include?
BA | Energy Storage, Battery | AB | Agriculture Crop Byproducts/Straw/Energy Crops | biomass | NG | CA | natural gas nonpeaker - preexisting nonretiring | IPP Non-CHP | TRUE
CE | Energy Storage, Compressed Air | ANT | Anthracite Coal | hard coal | NG | CC | natural gas nonpeaker - preexisting nonretiring | Electric Utility | TRUE
CP | Energy Storage, Concentrated Solar Power | BFG | Blast-Furnace Gas | other | NG | CE | other | IPP CHP | TRUE
FW | Energy Storage, Flywheel | BIT | Bituminous Coal | hard coal | NG | CS | natural gas nonpeaker - preexisting nonretiring | Industrial CHP | FALSE
PS | Energy Storage, Reversible Hydraulic Turbine (Pumped Storage) | BLQ | Black Liquor | biomass | NG | CT | natural gas nonpeaker - preexisting nonretiring | Commercial CHP | FALSE
ES | Energy Storage, Other (specify in SCHEDULE 7) | CUR | Water, Current | hydro | NG | FC | other | Industrial Non-CHP | FALSE
ST | Steam Turbine, including nuclear, geothermal and solar steam (does not include combined cycle) | DFO | Disillate Fuel Oil (all Diesel, and No. 1, No. 2, and No. 4 Fuel Oils) | petroleum | NG | GT | natural gas peaker | Commercial Non-CHP | FALSE
GT | Combustion (Gas) Turbine (does not include the combustion turbine part of a combined cycle; see code CT, below) | GEO | Geothermal | geothermal | NG | IC | natural gas peaker
IC | Internal Combustion Engine (diesel, piston, reciprocating) | JF | Jet Fuel | petroleum | NG | OT | other | 923
CA | Combined Cycle Steam Part | KER | Kerosene | other | NG | ST | natural gas nonpeaker - preexisting retiring | Sector Name | Include?
CT | Combined Cycle Combustion Turbine Part | LFG | Landfill Gas | biomass | WAT | HY | hydro | Electric Utility | TRUE
CS | Combined Cycle Single Shaft (combustion turbine and steam turbine share a single generator) | LIG | Lignite | lignite | WAT | PS | other | NAICS-22 Non-Cogen | TRUE
CC | Combined Cycle Total Unit (use only for plants/generators that are in planning stage, for which specific generator details cannot be provided) | MWH | Megawatt Hour (MWh) | other | SUN | PV | solar pv | NAICS-22 Cogen | TRUE
HA | Hydrokinetic, Axial Flow Turbine | MSB | Biogenic Municipal Solid Waste | municipal solid waste | SUN | ST | solar thermal | Industrial NAICS Cogen | FALSE
HB | Hydrokinetic, Wave Buoy | MSN | Non-biogenic Municipal Solid Waste | municipal solid waste | WND | WT | onshore wind | Commercial NAICS Cogen | FALSE
HK | Hydrokinetic, Other (specify in SCHEDULE 7) | MSW | Municipal Solid Waste | municipal solid waste | WND | WS | offshore wind | Commercial NAICS Non-Cogen | FALSE
HY | Hydroelectric Turbine (includes turbines associated with delivery of water by pipeline) | NA | Not Available at this Time | other |  |  |  | Industrial NAICS Non-Cogen | FALSE
BT | Turbines Used in a Binary Cycle (including those used for geothermal applications) | NG | Natural Gas | natural gas | Note that NG steam turbines and solar thermal use the same prime mover code.
PV | Photovoltaic | NUC | Nuclear (Uranium, Plutonium, Thorium) | nuclear
WT | Wind Turbine, Onshore | OBG | Other Biomass Gases (Digester Gas, Methane, and other Biomass Gases) | biomass
WS | Wind Turbine, Offshore | OBL | Other Biomass Liquids (Fish Oil, Liquid Acetonitrite Waste, Medical Waste, Tall Oil, ethanol, Waste Alcohol, and other Biomass Liquids not specified) | biomass
FC | Fuel Cell | OBS | Other Biomass Solids (Animal Manure and Waste, Solid Byproducts, and Other Solid Biomass not specified) | biomass
OT | Other (specify in SCHEDULE 7) | OG | Other Gas (Coke-Oven, Coal Processes, Butane, Refinery, Other Process) | other
|  | OTH | Other (Batteries, Chemicals. Hydrogen, Pitch, Sulfur, Miscellaneous technologies) | other
|  | PC | Petroleum Coke | petroleum
|  | PG | Propane | other
|  | PUR | Purchased Steam | other
|  | RC | Refined Coal | hard coal
|  | RFO | Residual Fuel Oil (Include No. 5, and No. 6 Fuel Oil, and Bunker C Fuel Oil) | petroleum
|  | SC | Coal-based Synfuel. Including briquettes, pellets, or extrusions, which are formed by binding materials or processes that recycle materials. | hard coal
|  | SGP | Synthesis Gas from Petroleum Coke | other
|  | SGC | Coal-Derived Synthetic Gas | hard coal
|  | SLW | Sludge waste | biomass
|  | SUB | Subbituminous Coal | hard coal
|  | SUN | Solar (Photovoltaic, Thermal) | solar
|  | TDF | Tires | other
|  | TID | Water, Tides | hydro
|  | WAT | Water, Conventional or Pumped Storage | hydro
|  | WC | Waste/Other Coal (Culm, Gob, Coke, and Breeze) | hard coal
|  | WDL | Woos Waste Liquids (Red Liquor, Sludge Wood, Spent Sulfite Liquor, and other Wood Related Liquids not specified) | biomass
|  | WDS | Wood/Wood Waste Solids (Paper Pellets, Railroad Ties, Utility Poles, Wood Chips, and Other Wood Solids) | biomass
|  | WH | Waste Heat | other
|  | WND | Wind | wind
|  | WO | Oil-Other, and Waste Oil (Butane (liquid), Crude Oil, Liquid Byproducts, Propane (liquid), Oil Waste, Re-Refined Motor Oil, Sludge Oil, Tar Oil) | petroleum
|  | WV | Water, Waves | hydro

## retail sales summary
For states with heavy CHP, the electric power sector generation is not aligned with total elec sales. To account for this difference, we add the difference between electric power sector generation to the electric industry sales to imported electricity
| Industrial and commercial generation subtotal | 86935
| Direct use | 91163
| estimated CHP generation sold to grid | -4228

## Source-Disposition
| Table 10. Supply and disposition of electricity, 1990 through 2020 | 4-year average | 2020 | 2019 | 2018 | 2017 | 2016 | 2015 | 2014 | 2013 | 2012 | 2011 | 2010 | 2009 | 2008 | 2007 | 2006 | 2005 | 2004 | 2003 | 2002 | 2001 | 2000 | 1999 | 1998 | 1997 | 1996 | 1995 | 1994 | 1993 | 1992 | 1991 | 1990
Alabama
Alabama | megawatthours
Alabama | Category |  | Year 2020 | Year 2019 | Year 2018 | Year 2017 | Year 2016 | Year 2015 | Year 2014 | Year 2013 | Year 2012 | Year 2011 | Year 2010 | Year 2009 | Year 2008 | Year 2007 | Year 2006 | Year 2005 | Year 2004 | Year 2003 | Year 2002 | Year 2001 | Year 2000 | Year 1999 | Year 1998 | Year 1997 | Year 1996 | Year 1995 | Year 1994 | Year 1993 | Year 1992 | Year 1991 | Year 1990
Alabama | Supply
Alabama | Generation
Alabama | ..Electric utilities | 102226961 | 102352555 | 102180494 | 102665414 | 101709381 | 97991203 | 107868476 | 112340555 | 115027021 | 108425247 | 118834736 | 122766490 | 118781555 | 128054895 | 124273167 | 124365180 | 126303893 | 124554606 | 126845720 | 123739223 | 118744284 | 118037076 | 113908581 | 113393840 | 113683627 | 115093211 | 99589284 | 95171057 | 94123557 | 90792233 | 85050801 | 76231696
Alabama | ..Independent power producers | 30617661.75 | 27553362 | 32439211 | 32906202 | 29571872 | 35632171 | 35059831 | 29036222 | 27383743 | 35812766 | 29424158 | 20923024 | 15302426 | 10683147 | 9201656 | 7103396 | 4821000 | 6127041 | 4064709 | 2357413 | 44733 | 42291 | 48901 | 4410 | 4852 | 5847 | 7278 | 15314 | 10989 | 25233 | 25233 | 27936
Alabama | ..Combined heat and power, electric | 3778847 | 2848326 | 3157136 | 4864301 | 4245625 | 4506703 | 5332204 | 4125833 | 4014623 | 4393369 | 3773959 | 4243149 | 4605863 | 2569428 | 5705071 | 4683179 | 2173642 | 1445678 | 1310750 | 1458857 | 698013 | 549830 | 746941 | 842095 | 683325 | 670529 | 647195 | 692589 | 787844 | 778496 | 786954 | 665814
Alabama | Electric power sector generation subtotal | 136623469.75 | 132754243 | 137776841 | 140435917 | 135526878 | 138130077 | 148260511 | 145502610 | 146425387 | 148631382 | 152032853 | 147932663 | 138689844 | 141307470 | 139179894 | 136151755 | 133298535 | 132127325 | 132221179 | 127555493 | 119487030 | 118629197 | 114704423 | 114240345 | 114371803 | 115769588 | 100243757 | 95878960 | 94922390 | 91595962 | 85862988 | 76925446
Alabama | ..Combined heat and power, commercial | 0 | 0 | 0 | 0 | 0 | 0 | 0 | 0 | 0 | 0 | 0 | 0 | 0 | 0 | 0 | 0 | 0 | 0 | 0 | 0 | 0 | 0 | 0 | 0 | 0 | 0 | 0 | 0 | 0 | 0 | 0 | 0
Alabama | ..Combined heat and power, industrial | 4687624.75 | 4788458 | 4902592 | 4622077 | 4437372 | 4255021 | 4216916 | 3837837 | 4147537 | 4247306 | 4306357 | 4217849 | 4565712 | 4562425 | 4646377 | 4743686 | 4650046 | 5227446 | 5266043 | 5365177 | 5858092 | 5776146 | 5953085 | 5621779 | 5170528 | 5703321 | 4945610 | 4885299 | 4414607 | 3638459 | 2923624 | 2726687
Alabama | Industrial and commercial generation subtotal | 4687624.75 | 4788458 | 4902592 | 4622077 | 4437372 | 4255021 | 4216916 | 3837837 | 4147537 | 4247306 | 4306357 | 4217849 | 4565712 | 4562425 | 4646377 | 4743686 | 4650046 | 5227446 | 5266043 | 5365177 | 5858092 | 5776146 | 5953085 | 5621779 | 5170528 | 5703321 | 4945610 | 4885299 | 4414607 | 3638459 | 2923624 | 2726687
Alabama | Total net generation | 141311094.75 | 137542702 | 142679433 | 145057994 | 139964250 | 142385098 | 152477427 | 149340447 | 150572924 | 152878688 | 156339210 | 152150512 | 143255556 | 145869895 | 143826271 | 140895441 | 137948581 | 137354771 | 137487222 | 132920670 | 125345122 | 124405343 | 120657508 | 119862125 | 119542331 | 121472909 | 105189368 | 100764259 | 99336997 | 95234421 | 88786611 | 79652133
Alabama | Total international imports | 0 | 0 | 0 | 0 | 0 | 0 | 0 | 0 | 0 | 0 | 0 | 0 | 0 | 0 | 0 | 0 | 0 | 0 | 0 | 0 | 0 | 0 | 0 | 0 | 0 | 0 | 0 | 0 | 0 | 0 | 0 | 0
Alabama | Net interstate imports | 0 | 0 | 0 | 0 | 0 | 0 | 0 | 0 | 0 | 0 | 0 | 0 | 0 | 0 | 0 | 0 | 0 | 0 | 0 | 0 | 0 | 0 | 0 | 0 | 0 | 0 | 0 | 0 | 0 | 0 | 0 | 0
Alabama | Total supply | 141311094.75 | 137542702 | 142679433 | 145057994 | 139964250 | 142385098 | 152477427 | 149340447 | 150572924 | 152878688 | 156339210 | 152150512 | 143255556 | 145869895 | 143826271 | 140895441 | 137948581 | 137354771 | 137487222 | 132920670 | 125345122 | 124405343 | 120657508 | 119862125 | 119542331 | 121472909 | 105189368 | 100764259 | 99336997 | 95234421 | 88786611 | 79652133
Alabama | Disposition | 0
Alabama | Sales to ultimate customers | 0
Alabama | ..Full service providers | 86989651 | 83378325 | 88076945 | 90262480 | 86240854 | 88225141 | 88845543 | 90493727 | 87852107 | 86182548 | 88536501 | 90862645 | 82427315 | 89281681 | 91828464 | 90677695 | 89201620 | 86870519 | 83844220 | 83067078 | 79358258 | 83524220 | 80401079 | 79173033 | 74553869 | 73104419 | 70006764 | 67580676 | 65057675 | 62166661 | 61227325 | 59925613
Alabama | ..Energy-only providers | 0 | 0 | 0 | 0 | 0 | 0 | 0 | 0 | 0 | 0 | 0 | 0 | 0 | 0 | 0 | 0 | 0 | 0 | 0 | 0 | 0 | 0 | 0 | 0 | 0 | 0 | 0 | 0 | 0 | 0 | 0 | 0
Alabama | ..Facility direct sales | 13574.75 | 17280 | 18167 | 17976 | 876 | 0 | 0 | 0 | 0 | 0 | 458868 | 0 | 417287 | 425598 | 0 | 0 | 0 | 0 | 0 | 0 | 0 | 0 | 0 | 0 | 0 | 0 | 0 | 0 | 0 | 0 | 0 | 0
Alabama | Total electric industry sales | 87003225.75 | 83395605 | 88095112 | 90280456 | 86241730 | 88225141 | 88845543 | 90493727 | 87852107 | 86182548 | 88995369 | 90862645 | 82844602 | 89707279 | 91828464 | 90677695 | 89201620 | 86870519 | 83844220 | 83067078 | 79358258 | 83524220 | 80401079 | 79173033 | 74553869 | 73104419 | 70006764 | 67580676 | 65057675 | 62166661 | 61227325 | 59925613
Alabama | Direct use | 5058863.5 | 5110676 | 5159502 | 5037015 | 4928261 | 4586964 | 4551804 | 5000379 | 4608062 | 5286916 | 5157007 | 5007573 | 4827750 | 4726425 | 4620025 | 6209972 | 3540326 | 6487857 | 6481099 | 6399833 | 6263673 | 6277371 | 6668570 | 6441674 | 5827652 | 6339694 | 5553211 | 5524010 | 5174420 | 4379722 | 3667285 | 3379559
Alabama | Total international exports | 0 | 0 | 0 | 0 | 0 | 0 | 0 | 0 | 0 | 0 | 0 | 0 | 0 | 0 | 0 | 0 | 0 | 0 | 0 | 0 | 0 | 0 | 0 | 0 | 0 | 0 | 0 | 0 | 0 | 0 | 0 | 0
Alabama | Estimated losses | 4692346.25 | 4644657 | 4776859 | 4656454 | 4691415 | 4604565 | 4431033 | 4712003 | 4719383 | 4667126 | 5499347 | 5613291 | 5273674 | 5714398 | 5812051 | 5879439 | 5961856 | 6365524 | 6156524 | 6230830 | 6206090 | 6496787 | 6307636 | 5629812 | 5621134 | 5674489 | 5343282 | 5133856 | 5206804 | 4914509 | 4701328 | 4549600
Alabama | Unaccounted | 254289.5 | -186886 | 134255 | 496037 | 573752 | 1073570 | 1359384 | 1171069 | 1325273 | 1473752 | 563791 | 797298 | 746799 | 1171515 | 1463528 | 0 | 0 | 0 | 0 | 0 | 0 | 0 | 0 | 0 | 0 | 0 | 0 | 0 | 0 | 0 | 0 | 0
Alabama | Net interstate exports | 44302370 | 44578650 | 44513705 | 44588032 | 43529093 | 43894858 | 53289662 | 47963269 | 52068099 | 55268345 | 56123696 | 49869705 | 49562730 | 44550279 | 40102203 | 39995621 | 38526487 | 39822338 | 44129506 | 40454195 | 37513134 | 30759648 | 30252413 | 31423683 | 35978305 | 39351180 | 26383323 | 24963948 | 26034116 | 25273664 | 20206571 | 12515999
Alabama | Total disposition | 141311094.75 | 137542702 | 142679433 | 145057994 | 139964250 | 142385098 | 152477427 | 149340447 | 150572924 | 152878688 | 156339210 | 152150512 | 143255556 | 145869895 | 143826271 | 140895441 | 137948581 | 137354771 | 137487222 | 132920670 | 125345122 | 124405343 | 120657508 | 119862125 | 119542331 | 121472909 | 105189368 | 100764259 | 99336997 | 95234421 | 88786611 | 79652133
Alabama | Net interstate trade | 44302370 | 44578650 | 44513705 | 44588032 | 43529093 | 43894858 | 53289662 | 47963269 | 52068099 | 55268345 | 56123696 | 49869705 | 49562730 | 44550279 | 40102203 | 39995621 | 38526487 | 39822338 | 44129506 | 40454195 | 37513134 | 30759648 | 30252413 | 31423683 | 35978305 | 39351180 | 26383323 | 24963948 | 26034116 | 25273664 | 20206571 | 12515999
Alabama | Net trade index (ratio) | 1.455 | 1.48 | 1.45 | 1.44 | 1.45 | 1.45 | 1.54 | 1.47 | 1.53 | 1.57 | 1.56 | 1.49 | 1.53 | 1.44 | 1.39 | 1.4 | 1.39 | 1.41 | 1.47 | 1.44 | 1.43 | 1.33 | 1.33 | 1.36 | 1.43 | 1.48 | 1.33 | 1.33 | 1.36 | 1.36 | 1.29 | 1.19
Alabama | Facility Direct Sales are electricity sales from non utility power producers which reported electricity sales to an ultimate customer. Net Interstate Trade = Total Supply - (Total Electric Industry Sales + Direct Use + Total International Exports (if applies) + Estimated Losses). Net Trade Index is the sum of Total Supply / (Total Disposition - Net Interstate Trade). A negative Net Interstate Trade value indicates a net import of electric power. Notes: Totals may not equal sum of components because of independent rounding. Estimated Losses are reported at the utility level, and then allocated to States based on the utility`s salesto ultimate customers by State. Reported losses may include electricity unaccounted for by the utility. Direct use is commercial or industrial use of electricity that (1) is self-generated (2) is produced by either the same entity that consumes the power or an affiliate,and (3) is used in direct support of a service or industrial process located within the same facility or group of facilities that houses the generating equipment. Direct use is exclusive of station use. Beginning with publication year 2010, Total disposition has been reorganized to include Net Interstate Trade. Therefore, Total Disposition equals Total Supply. Sources: U.S. Energy Information Administration, Form EIA-923, Power Plant Operations Report and predecessor forms. U.S. Energy Information Administration,Form EIA-860, Annual Electric Generator Report. U.S. Energy Information Administration, Form EIA-861, Annual Electric Power Industry Report. Form EIA-111, Quarterly Imports and Exports Report. | 0
Alabama | Table 10. Supply and disposition of electricity, 1990 through 2020 | 0 | Column2 | Column3 | Column4 | Column5 | Column6 | Column7 | Column8 | Column9 | Column10 | Column11 | Column12 | Column13 | Column14 | Column15 | Column16 | Column17 | Column18 | Column19 | Column20 | Column21 | Column22 | Column23 | Column24 | Column25 | Column26 | Column27 | Column28 | Column29 | Column30 | Column31 | Column32
| Alaska | 0 0: 0
Alaska | megawatthours | 0 0: 0
Alaska | Category | 0 | Year 2020 | Year 2019 | Year 2018 | Year 2017 | Year 2016 | Year 2015 | Year 2014 | Year 2013 | Year 2012 | Year 2011 | Year 2010 | Year 2009 | Year 2008 | Year 2007 | Year 2006 | Year 2005 | Year 2004 | Year 2003 | Year 2002 | Year 2001 | Year 2000 | Year 1999 | Year 1998 | Year 1997 | Year 1996 | Year 1995 | Year 1994 | Year 1993 | Year 1992 | Year 1991 | Year 1990
Alaska | Supply | 0 0: 0
Alaska | Generation | 0 0: 0
Alaska | ..Electric utilities | 5610576.25 | 5596841 | 5447446 | 5575087 | 5822931 | 5649381 | 5746428 | 5509991 | 5851727 | 6361802 | 6273844 | 6205050 | 6166762 | 6262148 | 6146078 | 6068520 | 5946148 | 5866420 | 5673462 | 5471990 | 5416191 | 4937687 | 4609315 | 4590270 | 5108003 | 4982268 | 4846922 | 4762116 | 4581047 | 4167054 | 4286431 | 4493024
Alaska | ..Independent power producers | 54112.75 | 53831 | 55971 | 56327 | 50322 | 60468 | 54562 | 52313 | 46384 | 18124 | 0 | 0 | 0 | 0 | 80133 | 0 | 0 | 0 | 0 | 0 | 0 | 0 | 0 | 0 | 0 | 0 | 0 | 0 | 0 | 0 | 0 | 0
Alaska | ..Combined heat and power, electric | 183407 | 188212 | 186691 | 177819 | 180906 | 191982 | 198296 | 191062 | 187843 | 201405 | 209150 | 204196 | 209379 | 177106 | 210155 | 187376 | 173942 | 182145 | 162478 | 243668 | 237307 | 223962 | 226975 | 211373 | 0 | 0 | 0 | 0 | 0 | 0 | 0 | 0
Alaska | Electric power sector generation subtotal | 5848096 | 5838884 | 5690108 | 5809233 | 6054159 | 5901831 | 5999286 | 5753366 | 6085954 | 6581331 | 6482994 | 6409246 | 6376141 | 6439254 | 6436366 | 6255896 | 6120090 | 6048565 | 5835940 | 5715658 | 5653498 | 5161649 | 4836290 | 4801643 | 5108003 | 4982268 | 4846922 | 4762116 | 4581047 | 4167054 | 4286431 | 4493024
Alaska | ..Combined heat and power, commercial | 312089.5 | 319885 | 264992 | 328028 | 335453 | 321729 | 164763 | 171906 | 300144 | 277858 | 275338 | 234386 | 216819 | 225098 | 237621 | 230541 | 245324 | 269105 | 229859 | 156311 | 153358 | 146670 | 152551 | 150828 | 225346 | 208927 | 229840 | 219421 | 211513 | 216258 | 204537 | 265533
Alaska | ..Combined heat and power, industrial | 112841.75 | 117672 | 115743 | 110098 | 107854 | 111473 | 120889 | 117558 | 110723 | 87230 | 112700 | 115944 | 109199 | 110483 | 147405 | 187760 | 211245 | 209047 | 272934 | 895356 | 936914 | 848205 | 813467 | 876375 | 821497 | 937696 | 949354 | 984978 | 928717 | 915112 | 898860 | 840950
Alaska | Industrial and commercial generation subtotal | 424931.25 | 437557 | 380735 | 438126 | 443307 | 433202 | 285652 | 289464 | 410868 | 365088 | 388039 | 350330 | 326019 | 335581 | 385025 | 418301 | 456569 | 478152 | 502793 | 1051667 | 1090272 | 994875 | 966017 | 1027202 | 1046843 | 1146624 | 1179194 | 1204399 | 1140231 | 1131370 | 1103397 | 1106482
Alaska | Total net generation | 6273027.25 | 6276441 | 6070843 | 6247359 | 6497466 | 6335034 | 6284937 | 6042830 | 6496822 | 6946419 | 6871033 | 6759576 | 6702159 | 6774834 | 6821392 | 6674197 | 6576659 | 6526717 | 6338732 | 6767325 | 6743770 | 6156525 | 5802307 | 5828845 | 6154846 | 6128892 | 6026116 | 5966515 | 5721278 | 5298424 | 5389828 | 5599506
Alaska | Total international imports | 354 | 0 | 0 | 630 | 786 | 215 | 0 | 0 | 680 | 1272 | 1137 | 1057 | 1208 | 1230 | 1301 | 1239 | 1303 | 1180 | 1159 | 940 | 1238 | 1247 | 1412 | 992 | 1629 | 1185 | 1102 | 1309 | 1322 | 530 | 663 | 909
Alaska | Net interstate imports | 0 | 0 | 0 | 0 | 0 | 0 | 0 | 0 | 0 | 0 | 0 | 0 | 0 | 0 | 0 | 0 | 0 | 0 | 0 | 0 | 0 | 0 | 0 | 0 | 0 | 0 | 0 | 0 | 0 | 0 | 0 | 0
Alaska | Total supply | 6273381.25 | 6276441 | 6070843 | 6247989 | 6498252 | 6335249 | 6284937 | 6042830 | 6497502 | 6947691 | 6872170 | 6760633 | 6703367 | 6776064 | 6822693 | 6675436 | 6577962 | 6527897 | 6339891 | 6768265 | 6745008 | 6157772 | 5803719 | 5829837 | 6156475 | 6130077 | 6027218 | 5967824 | 5722600 | 5298954 | 5390491 | 5600415
Alaska | Disposition | 0 0: 0
Alaska | Sales to ultimate customers | 0 0: 0
Alaska | ..Full service providers | 5973662 | 5917577 | 5818805 | 5972467 | 6185799 | 6123202 | 6159204 | 6164812 | 6268212 | 6416411 | 6319540 | 6247038 | 6270171 | 6325944 | 6326610 | 6182291 | 5912571 | 5788484 | 5563682 | 5465489 | 5454080 | 5309970 | 5292615 | 5094584 | 4840529 | 4779562 | 4631830 | 4533379 | 4374627 | 4338934 | 4255713 | 4253840
Alaska | ..Energy-only providers | 0 | 0 | 0 | 0 | 0 | 0 | 0 | 0 | 0 | 0 | 0 | 0 | 0 | 0 | 0 | 0 | 0 | 0 | 0 | 0 | 0 | 0 | 0 | 0 | 0 | 0 | 0 | 0 | 0 | 0 | 0 | 0
Alaska | ..Facility direct sales | 0 | 0 | 0 | 0 | 0 | 0 | 0 | 0 | 0 | 0 | 0 | 0 | 0 | 0 | 0 | 0 | 0 | 0 | 0 | 0 | 0 | 0 | 0 | 0 | 0 | 0 | 0 | 0 | 0 | 0 | 0 | 0
Alaska | Total electric industry sales | 5973662 | 5917577 | 5818805 | 5972467 | 6185799 | 6123202 | 6159204 | 6164812 | 6268212 | 6416411 | 6319540 | 6247038 | 6270171 | 6325944 | 6326610 | 6182291 | 5912571 | 5788484 | 5563682 | 5465489 | 5454080 | 5309970 | 5292615 | 5094584 | 4840529 | 4779562 | 4631830 | 4533379 | 4374627 | 4338934 | 4255713 | 4253840
Alaska | Direct use | 244781.75 | 265880 | 243980 | 236992 | 232275 | 251325 | 256321 | 253513 | 260693 | 354337 | 377445 | 342426 | 337332 | 328146 | 266640 | 289065 | 329542 | 1079118 | 1077994 | 1064477 | 1041829 | 1069864 | 1050726 | 1104129 | 1045859 | 1145441 | 1163688 | 1186222 | 1124748 | 1130361 | 1102388 | 1106473
Alaska | Total international exports | 0 | 0 | 0 | 0 | 0 | 0 | 0 | 0 | 0 | 0 | 0 | 0 | 0 | 0 | 0 | 0 | 0 | 0 | 0 | 0 | 0 | 0 | 0 | 0 | 0 | 0 | 0 | 0 | 0 | 0 | 0 | 0
Alaska | Estimated losses | 322409.25 | 329575 | 315518 | 308046 | 336498 | 319577 | 307181 | 321001 | 336726 | 347474 | 390507 | 385928 | 399143 | 402966 | 400427 | 400853 | 395171 | 424157 | 408531 | 409964 | 426528 | 413027 | 415217 | 362264 | 364961 | 370998 | 353526 | 344384 | 350118 | 343009 | 326774 | 322955
Alaska | Unaccounted | -267471.75 | -236591 | -307460 | -269516 | -256320 | -358855 | -437768 | -696497 | -368129 | -170531 | -215323 | -214759 | -303279 | -280991 | -170984 | 0 | 0 | 0 | 0 | 0 | 0 | 0 | 0 | 0 | 0 | 0 | 0 | 0 | 0 | 0 | 0 | 0
Alaska | Net interstate exports | 0 | 0 | 0 | 0 | 0 | 0 | 0 | 0 | 0 | 0 | 0 | 0 | 0 | 0 | 0 | 0 | 0 | 0 | 0 | 0 | 0 | 0 | 0 | 0 | 0 | 0 | 0 | 0 | 0 | 0 | 0 | 0
Alaska | Total disposition | 6273381.25 | 6276441 | 6070843 | 6247989 | 6498252 | 6335249 | 6284937 | 6042830 | 6497502 | 6947691 | 6872170 | 6760633 | 6703367 | 6776064 | 6822693 | 6675436 | 6577962 | 6527897 | 6339891 | 6768265 | 6745008 | 6157772 | 5803719 | 5829837 | 6156475 | 6130077 | 6027218 | 5967824 | 5722600 | 5298954 | 5390491 | 5600415
Alaska | Net interstate trade | 0 | 0 | 0 | 0 | 0 | 0 | 0 | 0 | 0 | 0 | 0 | 0 | 0 | 0 | 0 | 0 | 0 | 0 | 0 | 0 | 0 | 0 | 0 | 0 | 0 | 0 | 0 | 0 | 0 | 0 | 0 | 0
Alaska | Net trade index (ratio) | bar: 0 0 to 0 Column32
Alaska | Facility Direct Sales are electricity sales from non utility power producers which reported electricity sales to an ultimate customer. Net Interstate Trade = Total Supply - (Total Electric Industry Sales + Direct Use + Total International Exports (if applies) + Estimated Losses). Net Trade Index is the sum of Total Supply / (Total Disposition - Net Interstate Trade). A negative Net Interstate Trade value indicates a net import of electric power. Notes: Totals may not equal sum of components because of independent rounding. Estimated Losses are reported at the utility level, and then allocated to States based on the utility`s salesto ultimate customers by State. Reported losses may include electricity unaccounted for by the utility. Direct use is commercial or industrial use of electricity that (1) is self-generated (2) is produced by either the same entity that consumes the power or an affiliate,and (3) is used in direct support of a service or industrial process located within the same facility or group of facilities that houses the generating equipment. Direct use is exclusive of station use. Beginning with publication year 2010, Total disposition has been reorganized to include Net Interstate Trade. Therefore, Total Disposition equals Total Supply. Sources: U.S. Energy Information Administration, Form EIA-923, Power Plant Operations Report and predecessor forms. U.S. Energy Information Administration,Form EIA-860, Annual Electric Generator Report. U.S. Energy Information Administration, Form EIA-861, Annual Electric Power Industry Report. Form EIA-111, Quarterly Imports and Exports Report. | 0 0: 0
Alaska | Table 10. Supply and disposition of electricity, 1990 through 2020 | 0 | Column2 | Column3 | Column4 | Column5 | Column6 | Column7 | Column8 | Column9 | Column10 | Column11 | Column12 | Column13 | Column14 | Column15 | Column16 | Column17 | Column18 | Column19 | Column20 | Column21 | Column22 | Column23 | Column24 | Column25 | Column26 | Column27 | Column28 | Column29 | Column30 | Column31 | Column32
| Arizona | 0 0: 0
Arizona | megawatthours | 0 0: 0
Arizona | Category | 0 | Year 2020 | Year 2019 | Year 2018 | Year 2017 | Year 2016 | Year 2015 | Year 2014 | Year 2013 | Year 2012 | Year 2011 | Year 2010 | Year 2009 | Year 2008 | Year 2007 | Year 2006 | Year 2005 | Year 2004 | Year 2003 | Year 2002 | Year 2001 | Year 2000 | Year 1999 | Year 1998 | Year 1997 | Year 1996 | Year 1995 | Year 1994 | Year 1993 | Year 1992 | Year 1991 | Year 1990
Arizona | Supply | 0 0: 0
Arizona | Generation | 0 0: 0
Arizona | ..Electric utilities | 94583602.75 | 91617412 | 96645476 | 98448117 | 91623406 | 89821938 | 94379325 | 94847135 | 92740582 | 92799750 | 94061752 | 91232664 | 89640192 | 94452931 | 88825573 | 84355976 | 82914964 | 81351521 | 80348246 | 81710063 | 85807868 | 88149792 | 83095924 | 81299241 | 78060498 | 70877043 | 68966538 | 71203728 | 68025039 | 70108979 | 66767347 | 62288980
Arizona | ..Independent power producers | 15363949.5 | 17430377 | 16694568 | 13282000 | 14048853 | 18765113 | 18584104 | 17192448 | 20236010 | 17707505 | 13616317 | 19953866 | 21713272 | 24216673 | 22209365 | 17616522 | 16390466 | 20891079 | 11851148 | 10954286 | 3289871 | 0 | 0 | 0 | 0 | 0 | 0 | 0 | 0 | 0 | 0 | 0
Arizona | ..Combined heat and power, electric | 55701.75 | 108528 | 59620 | 41296 | 13363 | 11206 | 27171 | 61811 | 191953 | 83912 | 82838 | 187909 | 301143 | 370153 | 1853067 | 1959088 | 1688843 | 1873640 | 1823205 | 1153078 | 458816 | 424752 | 434337 | 410095 | 382526 | 388256 | 398613 | 271485 | 0 | 0 | 0 | 0
Arizona | Electric power sector generation subtotal | 110003254 | 109156317 | 113399664 | 111771413 | 105685622 | 108598257 | 112990600 | 112101393 | 113168544 | 110591167 | 107760907 | 111374439 | 111654607 | 119039757 | 112888005 | 103931586 | 100994273 | 104116240 | 94022599 | 93817428 | 89556555 | 88574544 | 83530261 | 81709336 | 78443024 | 71265299 | 69365151 | 71475213 | 68025039 | 70108979 | 66767347 | 62288980
Arizona | ..Combined heat and power, commercial | 155234.5 | 148740 | 152323 | 153732 | 166143 | 165193 | 151447 | 155794 | 157442 | 120974 | 68293 | 72359 | 71842 | 69505 | 70600 | 72208 | 71835 | 51264 | 17433 | 18397 | 22802 | 25338 | 36167 | 20228 | 18785 | 21728 | 31967 | 33827 | 31290 | 30083 | 13441 | 30083
Arizona | ..Combined heat and power, industrial | 0 | 0 | 0 | 0 | 0 | 0 | 0 | 0 | 0 | 192852 | 296157 | 304160 | 244801 | 349910 | 382365 | 388734 | 412546 | 396639 | 356186 | 295841 | 331913 | 346695 | 326745 | 365506 | 363392 | 367791 | 383822 | 425457 | 412657 | 413665 | 421763 | 455232
Arizona | Industrial and commercial generation subtotal | 155234.5 | 148740 | 152323 | 153732 | 166143 | 165193 | 151447 | 155794 | 157442 | 313826 | 364450 | 376519 | 316643 | 419415 | 452966 | 460943 | 484381 | 447903 | 373619 | 314238 | 354715 | 372033 | 362912 | 385735 | 382177 | 389519 | 415789 | 459283 | 443947 | 443748 | 435203 | 485315
Arizona | Total net generation | 110158488.25 | 109305057 | 113551987 | 111925144 | 105851765 | 108763449 | 113142048 | 112257187 | 113325986 | 110904994 | 108125357 | 111750957 | 111971250 | 119459172 | 113340970 | 104392528 | 101478654 | 104564143 | 94396218 | 94131666 | 89911270 | 88946578 | 83893173 | 82095071 | 78825201 | 71654818 | 69780940 | 71934496 | 68468986 | 70552727 | 67202550 | 62774295
Arizona | Total international imports | 32564 | 0 | 0 | 69643 | 60613 | 134053 | 18339 | 58348 | 33363 | 83320 | 497461 | 248887 | 122984 | 87916 | 223213 | 127546 | 103114 | 171330 | 55185 | 82646 | 54954 | 47217 | 0 | 4000 | 163200 | 0 | 336516 | 21 | 0 | 0 | 108577 | 0
Arizona | Net interstate imports | 0 | 0 | 0 | 0 | 0 | 0 | 0 | 0 | 0 | 0 | 0 | 0 | 0 | 0 | 0 | 0 | 0 | 0 | 0 | 0 | 0 | 0 | 0 | 0 | 0 | 0 | 0 | 0 | 0 | 0 | 0 | 0
Arizona | Total supply | 110191052.25 | 109305057 | 113551987 | 111994787 | 105912378 | 108897502 | 113160387 | 112315535 | 113359349 | 110988314 | 108622818 | 111999844 | 112094234 | 119547088 | 113564183 | 104520074 | 101581768 | 104735473 | 94451403 | 94214312 | 89966224 | 88993795 | 83893173 | 82099071 | 78988401 | 71654818 | 70117456 | 71934517 | 68468986 | 70552727 | 67311127 | 62774295
Arizona | Disposition | 0 0: 0
Arizona | Sales to ultimate customers | 0 0: 0
Arizona | ..Full service providers | 78888795.25 | 81867671 | 77845738 | 78268262 | 77573510 | 78175106 | 77295498 | 76212485 | 75558108 | 75037154 | 74935850 | 72831737 | 73432929 | 76267916 | 77193206 | 73252776 | 69390686 | 66933251 | 64079560 | 62600737 | 62274304 | 61000875 | 57661946 | 55843277 | 54455835 | 52084539 | 48588969 | 47282035 | 44407854 | 43651272 | 41848417 | 41469585
Arizona | ..Energy-only providers | 0 | 0 | 0 | 0 | 0 | 0 | 0 | 0 | 0 | 0 | 0 | 0 | 0 | 0 | 0 | 0 | 0 | 0 | 0 | 0 | 7450 | 129170 | 0 | 0 | 0 | 0 | 0 | 0 | 0 | 0 | 0 | 0
Arizona | ..Facility direct sales | 81656.75 | 92403 | 83432 | 78040 | 72752 | 62722 | 53918 | 85200 | 103929 | 26189 | 7795 | 1293 | 0 | 0 | 0 | 0 | 0 | 0 | 0 | 0 | 0 | 0 | 0 | 0 | 0 | 0 | 0 | 0 | 0 | 0 | 0 | 0
Arizona | Total electric industry sales | 78970452 | 81960074 | 77929170 | 78346302 | 77646262 | 78237828 | 77349416 | 76297685 | 75662037 | 75063343 | 74943645 | 72833030 | 73432929 | 76267916 | 77193206 | 73252776 | 69390686 | 66933251 | 64079560 | 62600737 | 62281754 | 61130045 | 57661946 | 55843277 | 54455835 | 52084539 | 48588969 | 47282035 | 44407854 | 43651272 | 41848417 | 41469585
Arizona | Direct use | 213439.5 | 220728 | 233619 | 198593 | 200818 | 226135 | 215920 | 201071 | 228315 | 340733 | 399316 | 408959 | 344107 | 455943 | 493500 | 268615 | 501869 | 374187 | 373797 | 369110 | 361257 | 368812 | 363441 | 385928 | 381862 | 382802 | 390273 | 425142 | 409151 | 404400 | 403937 | 446499
Arizona | Total international exports | 10679 | 3199 | 2815 | 35544 | 1158 | 3584 | 1450 | 9889 | 26517 | 66437 | 70782 | 180279 | 354017 | 350592 | 221286 | 309778 | 182646 | 93550 | 71059 | 68525 | 0 | 0 | 0 | 0 | 48360 | 2641 | 567 | 2488 | 2255 | 2166 | 2177 | 2074
Arizona | Estimated losses | 4263770.25 | 4564706 | 4225622 | 4040918 | 4223835 | 4083317 | 3857682 | 3972816 | 4064537 | 4064977 | 4631040 | 4499462 | 4674551 | 4858304 | 4885749 | 4749627 | 4637778 | 4904601 | 4705242 | 4695658 | 4870649 | 4754895 | 4523703 | 3970887 | 4105804 | 4042890 | 3708564 | 3591843 | 3554122 | 3450798 | 3213322 | 3148404
Arizona | Unaccounted | 220531.75 | -183669 | 118762 | 430466 | 516568 | 952039 | 1183488 | 987359 | 1141382 | 1283610 | 474772 | 639093 | 661958 | 996006 | 1230277 | 0 | 0 | 0 | 0 | 0 | 0 | 0 | 0 | 0 | 0 | 0 | 0 | 0 | 0 | 0 | 0 | 0
Arizona | Net interstate exports | 26512179.75 | 22740019 | 31041999 | 28942963 | 23323738 | 25394599 | 30552432 | 30846715 | 32236561 | 30169213 | 28103262 | 33439022 | 32626672 | 36618328 | 29540165 | 22704459 | 24060096 | 29498352 | 23034492 | 24465961 | 21038692 | 20460223 | 19060974 | 19724756 | 17906853 | 13147230 | 15424142 | 18902659 | 18433896 | 21429218 | 20437111 | 16314712
Arizona | Total disposition | 110191052.25 | 109305057 | 113551987 | 111994787 | 105912378 | 108897502 | 113160387 | 112315535 | 113359349 | 110988314 | 108622818 | 111999844 | 112094234 | 119547088 | 113564183 | 104520074 | 101581768 | 104735473 | 94451403 | 94214312 | 89966224 | 88993795 | 83893173 | 82099071 | 78988401 | 71654818 | 70117456 | 71934517 | 68468986 | 70552727 | 67311127 | 62774295
Arizona | Net interstate trade | 26512179.75 | 22740019 | 31041999 | 28942963 | 23323738 | 25394599 | 30552432 | 30846715 | 32236561 | 30169213 | 28103262 | 33439022 | 32626672 | 36618328 | 29540165 | 22704459 | 24060096 | 29498352 | 23034492 | 24465961 | 21038692 | 20460223 | 19060974 | 19724756 | 17906853 | 13147230 | 15424142 | 18902659 | 18433896 | 21429218 | 20437111 | 16314712
Arizona | Net trade index (ratio) | 1.3175 | 1.26 | 1.38 | 1.35 | 1.28 | 1.3 | 1.37 | 1.38 | 1.4 | 1.37 | 1.35 | 1.43 | 1.41 | 1.44 | 1.35 | 1.28 | 1.31 | 1.39 | 1.32 | 1.35 | 1.31 | 1.3 | 1.29 | 1.32 | 1.29 | 1.22 | 1.28 | 1.36 | 1.37 | 1.44 | 1.44 | 1.35
Arizona | Facility Direct Sales are electricity sales from non utility power producers which reported electricity sales to an ultimate customer. Net Interstate Trade = Total Supply - (Total Electric Industry Sales + Direct Use + Total International Exports (if applies) + Estimated Losses). Net Trade Index is the sum of Total Supply / (Total Disposition - Net Interstate Trade). A negative Net Interstate Trade value indicates a net import of electric power. Notes: Totals may not equal sum of components because of independent rounding. Estimated Losses are reported at the utility level, and then allocated to States based on the utility`s salesto ultimate customers by State. Reported losses may include electricity unaccounted for by the utility. Direct use is commercial or industrial use of electricity that (1) is self-generated (2) is produced by either the same entity that consumes the power or an affiliate,and (3) is used in direct support of a service or industrial process located within the same facility or group of facilities that houses the generating equipment. Direct use is exclusive of station use. Beginning with publication year 2010, Total disposition has been reorganized to include Net Interstate Trade. Therefore, Total Disposition equals Total Supply. Sources: U.S. Energy Information Administration, Form EIA-923, Power Plant Operations Report and predecessor forms. U.S. Energy Information Administration,Form EIA-860, Annual Electric Generator Report. U.S. Energy Information Administration, Form EIA-861, Annual Electric Power Industry Report. Form EIA-111, Quarterly Imports and Exports Report. | 0 0: 0
Arizona | Table 10. Supply and disposition of electricity, 1990 through 2020 | 0 | Column2 | Column3 | Column4 | Column5 | Column6 | Column7 | Column8 | Column9 | Column10 | Column11 | Column12 | Column13 | Column14 | Column15 | Column16 | Column17 | Column18 | Column19 | Column20 | Column21 | Column22 | Column23 | Column24 | Column25 | Column26 | Column27 | Column28 | Column29 | Column30 | Column31 | Column32
| Arkansas | 0 0: 0
Arkansas | megawatthours | 0 0: 0
Arkansas | Category | 0 | Year 2020 | Year 2019 | Year 2018 | Year 2017 | Year 2016 | Year 2015 | Year 2014 | Year 2013 | Year 2012 | Year 2011 | Year 2010 | Year 2009 | Year 2008 | Year 2007 | Year 2006 | Year 2005 | Year 2004 | Year 2003 | Year 2002 | Year 2001 | Year 2000 | Year 1999 | Year 1998 | Year 1997 | Year 1996 | Year 1995 | Year 1994 | Year 1993 | Year 1992 | Year 1991 | Year 1990
Arkansas | Supply | 0 0: 0
Arkansas | Generation | 0 0: 0
Arkansas | ..Electric utilities | 54918183.75 | 48634848 | 57343374 | 59485255 | 54209258 | 43352105 | 39538137 | 48752895 | 46547772 | 44603847 | 44714614 | 47108063 | 45423149 | 45880232 | 45522928 | 42068467 | 40545220 | 45055455 | 41636514 | 42873364 | 44728133 | 41486451 | 44130705 | 43198908 | 42789637 | 43677535 | 39526825 | 39547768 | 38049072 | 37369823 | 38365135 | 37053436
Arkansas | ..Independent power producers | 4257793.25 | 3606951 | 4259742 | 5503233 | 3661247 | 14198248 | 12944730 | 9961883 | 10369514 | 16953039 | 13204926 | 10731835 | 8786161 | 5939844 | 6311131 | 6966391 | 3997057 | 3203971 | 5030391 | 1247325 | 31 | 156 | 1323 | 3100 | 4444 | 297 | 0 | 743 | 1534 | 136 | 0 | 0
Arkansas | ..Combined heat and power, electric | 1232225.5 | 1210637 | 1191544 | 1325509 | 1201212 | 1256411 | 1320374 | 1089454 | 1531003 | 1500191 | 1452214 | 1220329 | 1361416 | 1285899 | 846958 | 1150978 | 1214876 | 1435953 | 1549514 | 1304071 | 538784 | 0 | 0 | 0 | 0 | 0 | 0 | 0 | 0 | 0 | 0 | 0
Arkansas | Electric power sector generation subtotal | 60408202.5 | 53452436 | 62794660 | 66313997 | 59071717 | 58806764 | 53803241 | 59804232 | 58448289 | 63057077 | 59371754 | 59060227 | 55570726 | 53105975 | 52681017 | 50185836 | 45757153 | 49695379 | 48216418 | 45424760 | 45266948 | 41486607 | 44132028 | 43202008 | 42794081 | 43677832 | 39526825 | 39548511 | 38050606 | 37369959 | 38365135 | 37053436
Arkansas | ..Combined heat and power, commercial | 52127.5 | 65451 | 56171 | 43584 | 43304 | 43313 | 6294 | 7633 | 6336 | 6155 | 5504 | 5603 | 2532 | 3163 | 2136 | 3768 | 4243 | 4483 | 7361 | 7937 | 8608 | 9626 | 12477 | 41182 | 41799 | 40028 | 48021 | 47035 | 48662 | 44830 | 44957 | 55375
Arkansas | ..Combined heat and power, industrial | 1504351.5 | 1123372 | 1592068 | 1641771 | 1660195 | 1594982 | 1749893 | 1780271 | 1867867 | 1942446 | 1930278 | 1934355 | 1884481 | 1941389 | 1913082 | 1979099 | 2033112 | 2227771 | 2177322 | 2178947 | 1916480 | 2379533 | 2409434 | 2422110 | 2357719 | 2315701 | 2397242 | 2436601 | 2399384 | 2331314 | 2241153 | 1990787
Arkansas | Industrial and commercial generation subtotal | 1556479.25 | 1188823 | 1648239 | 1685355 | 1703500 | 1638295 | 1756187 | 1787904 | 1874203 | 1948601 | 1935782 | 1939958 | 1887013 | 1944553 | 1915219 | 1982867 | 2037355 | 2232253 | 2184683 | 2186884 | 1925088 | 2389160 | 2421911 | 2463292 | 2399518 | 2355730 | 2445262 | 2483636 | 2448046 | 2376143 | 2286110 | 2046162
Arkansas | Total net generation | 61964681.25 | 54641259 | 64442898 | 67999352 | 60775216 | 60445059 | 55559428 | 61592137 | 60322492 | 65005678 | 61307536 | 61000185 | 57457739 | 55050528 | 54596236 | 52168703 | 47794509 | 51927632 | 50401101 | 47611644 | 47192036 | 43875767 | 46553939 | 45665300 | 45193599 | 46033562 | 41972087 | 42032147 | 40498652 | 39746102 | 40651245 | 39099598
Arkansas | Total international imports | 0 | 0 | 0 | 0 | 0 | 0 | 0 | 0 | 0 | 0 | 0 | 0 | 0 | 0 | 0 | 0 | 0 | 0 | 0 | 0 | 0 | 0 | 0 | 0 | 0 | 0 | 0 | 0 | 0 | 0 | 0 | 0
Arkansas | Net interstate imports | 0 | 0 | 0 | 0 | 0 | 0 | 0 | 0 | 0 | 0 | 0 | 0 | 0 | 0 | 0 | 0 | 3660114 | 0 | 0 | 0 | 0 | 2777102 | 0 | 0 | 0 | 0 | 0 | 0 | 0 | 0 | 0 | 0
Arkansas | Total supply | 61964681.25 | 54641259 | 64442898 | 67999352 | 60775216 | 60445059 | 55559428 | 61592137 | 60322492 | 65005678 | 61307536 | 61000185 | 57457739 | 55050528 | 54596236 | 52168703 | 51454623 | 51927632 | 50401101 | 47611644 | 47192036 | 46652869 | 46553939 | 45665300 | 45193599 | 46033562 | 41972087 | 42032147 | 40498652 | 39746102 | 40651245 | 39099598
Arkansas | Disposition | 0 0: 0
Arkansas | Sales to ultimate customers | 0 0: 0
Arkansas | ..Full service providers | 47386608 | 45817238 | 48070234 | 49587637 | 46071323 | 46176078 | 46464703 | 47080301 | 46683034 | 46826104 | 47908965 | 48180270 | 43155773 | 46115285 | 47054891 | 46635624 | 46054897 | 43416762 | 42841042 | 42449558 | 41732449 | 41611188 | 39788746 | 39315195 | 36857530 | 36136576 | 34671434 | 32619098 | 31662933 | 28451112 | 28440257 | 27365296
Arkansas | ..Energy-only providers | 0 | 0 | 0 | 0 | 0 | 0 | 0 | 0 | 0 | 0 | 0 | 0 | 0 | 0 | 0 | 0 | 0 | 0 | 0 | 0 | 0 | 0 | 0 | 0 | 0 | 0 | 0 | 0 | 0 | 0 | 0 | 0
Arkansas | ..Facility direct sales | 21565.5 | 33765 | 22798 | 15071 | 14628 | 12360 | 451 | 0 | 0 | 33463 | 18864 | 14015 | 17331 | 19396 | 0 | 0 | 110026 | 255598 | 267217 | 183987 | 0 | 0 | 0 | 0 | 0 | 0 | 0 | 0 | 0 | 0 | 0 | 0
Arkansas | Total electric industry sales | 47408173.5 | 45851003 | 48093032 | 49602708 | 46085951 | 46188438 | 46465154 | 47080301 | 46683034 | 46859567 | 47927829 | 48194285 | 43173104 | 46134681 | 47054891 | 46635624 | 46164923 | 43672360 | 43108259 | 42633545 | 41732449 | 41611188 | 39788746 | 39315195 | 36857530 | 36136576 | 34671434 | 32619098 | 31662933 | 28451112 | 28440257 | 27365296
Arkansas | Direct use | 1250707.5 | 863245 | 1343547 | 1400990 | 1395048 | 1336249 | 1111439 | 1925932 | 2024920 | 1979856 | 1958246 | 1938621 | 1916328 | 1987076 | 1995012 | 2054330 | 2083209 | 2395564 | 2393069 | 2363063 | 2312787 | 2357831 | 2384181 | 2416635 | 2374581 | 2317783 | 2384854 | 2425213 | 2394744 | 2316191 | 2227895 | 2003697
Arkansas | Total international exports | 0 | 0 | 0 | 0 | 0 | 0 | 0 | 0 | 0 | 0 | 0 | 0 | 0 | 0 | 0 | 0 | 0 | 0 | 0 | 0 | 0 | 0 | 0 | 0 | 0 | 0 | 0 | 0 | 0 | 0 | 0 | 0
Arkansas | Estimated losses | 2556705.75 | 2553638 | 2607791 | 2558391 | 2507003 | 2410625 | 2317377 | 2451468 | 2507796 | 2537631 | 2961635 | 2977335 | 2748289 | 2938802 | 2978220 | 3023801 | 3085467 | 3200136 | 3165359 | 3197926 | 3263622 | 3236654 | 3121512 | 2795613 | 2778945 | 2804982 | 2646305 | 2477953 | 2534100 | 2249168 | 2183780 | 2077595
Arkansas | Unaccounted | 137420.5 | -102750 | 73293 | 272537 | 306602 | 562045 | 710942 | 609261 | 704226 | 801315 | 303626 | 422893 | 389182 | 602487 | 749944 | 0 | 0 | 0 | 0 | 0 | 0 | 0 | 0 | 0 | 0 | 0 | 0 | 0 | 0 | 0 | 0 | 0
Arkansas | Net interstate exports | 10611674 | 5476123 | 12325236 | 14164725 | 10480612 | 9947703 | 4954516 | 9525175 | 8402516 | 12827308 | 8156201 | 7467050 | 9230836 | 3387482 | 1818168 | 276970 | 0 | 2896081 | 2402445 | 154852 | 1004453 | 0 | 1815335 | 1749928 | 3882185 | 5440411 | 2943104 | 5445927 | 4822988 | 7727644 | 8795107 | 8441119
Arkansas | Total disposition | 61964681.25 | 54641259 | 64442898 | 67999352 | 60775216 | 60445059 | 55559428 | 61592137 | 60322492 | 65005678 | 61307536 | 61000185 | 57457739 | 55050528 | 54596236 | 52168703 | 51454623 | 51927632 | 50401101 | 47611644 | 47192036 | 46652869 | 46553939 | 45665300 | 45193599 | 46033562 | 41972087 | 42032147 | 40498652 | 39746102 | 40651245 | 39099598
Arkansas | Net interstate trade | 10611674 | 5476123 | 12325236 | 14164725 | 10480612 | 9947703 | 4954516 | 9525175 | 8402516 | 12827308 | 8156201 | 7467050 | 9230836 | 3387482 | 1818168 | 276970 | -3660114 | 2896081 | 2402445 | 154852 | 1004453 | -2777102 | 1815335 | 1749928 | 3882185 | 5440411 | 2943104 | 5445927 | 4822988 | 7727644 | 8795107 | 8441119
Arkansas | Net trade index (ratio) | 1.205 | 1.11 | 1.24 | 1.26 | 1.21 | 1.2 | 1.1 | 1.18 | 1.16 | 1.25 | 1.15 | 1.14 | 1.19 | 1.07 | 1.03 | 1.01 | 0.93 | 1.06 | 1.05 | 1 | 1.02 | 0.94 | 1.04 | 1.04 | 1.09 | 1.13 | 1.08 | 1.15 | 1.14 | 1.24 | 1.28 | 1.28
Arkansas | Facility Direct Sales are electricity sales from non utility power producers which reported electricity sales to an ultimate customer. Net Interstate Trade = Total Supply - (Total Electric Industry Sales + Direct Use + Total International Exports (if applies) + Estimated Losses). Net Trade Index is the sum of Total Supply / (Total Disposition - Net Interstate Trade). A negative Net Interstate Trade value indicates a net import of electric power. Notes: Totals may not equal sum of components because of independent rounding. Estimated Losses are reported at the utility level, and then allocated to States based on the utility`s salesto ultimate customers by State. Reported losses may include electricity unaccounted for by the utility. Direct use is commercial or industrial use of electricity that (1) is self-generated (2) is produced by either the same entity that consumes the power or an affiliate,and (3) is used in direct support of a service or industrial process located within the same facility or group of facilities that houses the generating equipment. Direct use is exclusive of station use. Beginning with publication year 2010, Total disposition has been reorganized to include Net Interstate Trade. Therefore, Total Disposition equals Total Supply. Sources: U.S. Energy Information Administration, Form EIA-923, Power Plant Operations Report and predecessor forms. U.S. Energy Information Administration,Form EIA-860, Annual Electric Generator Report. U.S. Energy Information Administration, Form EIA-861, Annual Electric Power Industry Report. Form EIA-111, Quarterly Imports and Exports Report. | 0 0: 0
Arkansas | Table 10. Supply and disposition of electricity, 1990 through 2020 | 0 | Column2 | Column3 | Column4 | Column5 | Column6 | Column7 | Column8 | Column9 | Column10 | Column11 | Column12 | Column13 | Column14 | Column15 | Column16 | Column17 | Column18 | Column19 | Column20 | Column21 | Column22 | Column23 | Column24 | Column25 | Column26 | Column27 | Column28 | Column29 | Column30 | Column31 | Column32
| California | 0 0: 0
California | megawatthours | 0 0: 0
California | Category | 0 | Year 2020 | Year 2019 | Year 2018 | Year 2017 | Year 2016 | Year 2015 | Year 2014 | Year 2013 | Year 2012 | Year 2011 | Year 2010 | Year 2009 | Year 2008 | Year 2007 | Year 2006 | Year 2005 | Year 2004 | Year 2003 | Year 2002 | Year 2001 | Year 2000 | Year 1999 | Year 1998 | Year 1997 | Year 1996 | Year 1995 | Year 1994 | Year 1993 | Year 1992 | Year 1991 | Year 1990
California | Supply | 0 0: 0
California | Generation | 0 0: 0
California | ..Electric utilities | 79123108.25 | 67891454 | 82939810 | 75238779 | 90422390 | 81155619 | 71150169 | 71037135 | 78407643 | 82486064 | 105360204 | 96939535 | 85123706 | 83346844 | 87348589 | 100338454 | 89348213 | 75177122 | 81728209 | 74588271 | 70132656 | 85856285 | 87874809 | 114926213 | 112183063 | 114706047 | 121881402 | 126749186 | 125782063 | 119309725 | 104967938 | 114528000
California | ..Independent power producers | 89589236.25 | 96891648 | 89217606 | 88771404 | 83476287 | 82582662 | 90907434 | 89576573 | 86201998 | 80574100 | 58255052 | 69294065 | 80766990 | 85067386 | 82490841 | 76508931 | 68720587 | 75927726 | 65429324 | 63545451 | 88665145 | 78995767 | 57911793 | 31928915 | 18586854 | 19079663 | 18956807 | 18752093 | 20462154 | 17919147 | 17428214 | 15407379
California | ..Combined heat and power, electric | 14023612 | 12081197 | 13237744 | 14910074 | 15865433 | 16664260 | 17246706 | 20207580 | 16905498 | 18163487 | 18656710 | 19582003 | 21008878 | 21534860 | 22341666 | 21399211 | 23458694 | 24566735 | 25458401 | 26975628 | 21304838 | 23410478 | 22963928 | 23266896 | 21931565 | 21512982 | 21690967 | 21641993 | 21598133 | 21148684 | 19021491 | 17547076
California | Electric power sector generation subtotal | 182735956.25 | 176864299 | 185395159 | 178920257 | 189764110 | 180402541 | 179304309 | 180821288 | 181515139 | 181223651 | 182271967 | 185815603 | 186899573 | 189949090 | 192181096 | 198246596 | 181527493 | 175671583 | 172615934 | 165109350 | 180102640 | 188262531 | 168750531 | 170122024 | 152701482 | 155298692 | 162529176 | 167143271 | 167842349 | 158377557 | 141417643 | 147482454
California | ..Combined heat and power, commercial | 2694825 | 2505739 | 2627180 | 2779121 | 2867260 | 2858960 | 2888734 | 2802160 | 2761572 | 2894426 | 2880277 | 2300044 | 2243754 | 2100480 | 2130746 | 2118380 | 2150876 | 1917669 | 2070584 | 1958497 | 1824899 | 2103807 | 2024081 | 2037539 | 2031715 | 2118233 | 2080608 | 2063102 | 1754267 | 1738325 | 1586533 | 1730302
California | ..Combined heat and power, industrial | 13636984.5 | 13704893 | 13761865 | 13566030 | 13515150 | 13701715 | 14510816 | 15184174 | 15800404 | 15400490 | 15652598 | 16009948 | 15632805 | 15934693 | 16535739 | 16433712 | 16614449 | 17191102 | 18102025 | 17142183 | 16668548 | 17716145 | 17544608 | 17441143 | 18064398 | 17846277 | 16853559 | 16985617 | 17394028 | 17039576 | 15943468 | 16572153
California | Industrial and commercial generation subtotal | 16331809.5 | 16210632 | 16389045 | 16345151 | 16382410 | 16560674 | 17399549 | 17986334 | 18561976 | 18294916 | 18532875 | 18309992 | 17876559 | 18035173 | 18666485 | 18552092 | 18765325 | 19108772 | 20172608 | 19100680 | 18493447 | 19819952 | 19568689 | 19478682 | 20096113 | 19964510 | 18934168 | 19048718 | 19148295 | 18777902 | 17530001 | 18302455
California | Total net generation | 199067765.5 | 193074930 | 201784204 | 195265408 | 206146520 | 196963215 | 196703858 | 198807622 | 200077115 | 199518567 | 200804842 | 204125596 | 204776132 | 207984263 | 210847581 | 216798688 | 200292818 | 194780355 | 192788542 | 184210030 | 198596086 | 208082483 | 188319220 | 189600707 | 172797595 | 175263202 | 181463344 | 186191990 | 186990645 | 177155458 | 158947644 | 165784910
California | Total international imports | 8000028 | 4293493 | 6672712 | 6331389 | 14702518 | 16967955 | 13782398 | 12369304 | 11010789 | 8874748 | 6269511 | 3473583 | 3047148 | 5369534 | 5797464 | 2936453 | 5630145 | 1291005 | 4148401 | 2066517 | 3419761 | 5507197 | 1452368 | 1351861 | 1671365 | 1511802 | 1967163 | 2157144 | 2012553 | 2098414 | 3157871 | 5142187
California | Net interstate imports | 75651995.75 | 79780605 | 70788026 | 86659837 | 65379515 | 73317016 | 79365599 | 79719494 | 80363665 | 80660537 | 83293067 | 79646642 | 81178433 | 89521954 | 77964366 | 73427499 | 77562381 | 86931066 | 73900695 | 76698186 | 72558322 | 62164770 | 75539862 | 75113861 | 81298045 | 68517774 | 56119146 | 51419244 | 48214715 | 60974474 | 71767013 | 66087034
California | Total supply | 282719789.25 | 277149028 | 279244942 | 288256634 | 286228553 | 287248186 | 289851855 | 290896420 | 291451569 | 289053852 | 290367420 | 287245821 | 289001713 | 302875751 | 294609411 | 293162640 | 283485344 | 283002426 | 270837638 | 262974733 | 274574169 | 275754450 | 265311450 | 266066429 | 255767005 | 245292778 | 239549653 | 239768378 | 237217913 | 240228346 | 233872528 | 237014131
California | Disposition | 0 0: 0
California | Sales to ultimate customers | 0 0: 0
California | ..Full service providers | 195830106.5 | 177488484 | 181470082 | 205345286 | 219016574 | 225905190 | 230583822 | 232926669 | 231258488 | 234402668 | 238976375 | 239499450 | 240583487 | 248104619 | 243033693 | 239307133 | 228581569 | 225895922 | 217640863 | 212571987 | 237660910 | 221322575 | 211981140 | 226395687 | 227876239 | 218112485 | 212604724 | 213684302 | 210499926 | 213447241 | 208650489 | 211092922
California | ..Energy-only providers | 55477854.5 | 70724016 | 66918218 | 47954696 | 36314488 | 29284561 | 28822648 | 26993982 | 25552182 | 24193157 | 22120408 | 17576741 | 16923930 | 18661682 | 19618460 | 21223282 | 23406325 | 24625312 | 23896284 | 22641345 | 10097868 | 22734627 | 22849739 | 10038283 | 3887 | 0 | 0 | 0 | 0 | 0 | 0 | 0
California | ..Facility direct sales | 1953436.75 | 1962172 | 1990410 | 1924290 | 1936875 | 1656884 | 1763967 | 2664135 | 4521789 | 942213 | 844917 | 1454701 | 2076259 | 1388918 | 1582758 | 2428113 | 2261613 | 1504739 | 1684169 | 855473 | 0 | 0 | 0 | 0 | 0 | 0 | 0 | 0 | 0 | 0 | 0 | 0
California | Total electric industry sales | 253261397.75 | 250174672 | 250378710 | 255224272 | 257267937 | 256846635 | 261170437 | 262584786 | 261332459 | 259538038 | 261941700 | 258530892 | 259583676 | 268155219 | 264234911 | 262958528 | 254249507 | 252025973 | 243221316 | 236068805 | 247758778 | 244057202 | 234830879 | 236433970 | 227880126 | 218112485 | 212604724 | 213684302 | 210499926 | 213447241 | 208650489 | 211092922
California | Direct use | 12787807.25 | 12545279 | 12951845 | 12859245 | 12794860 | 12289369 | 11510704 | 11180448 | 12077629 | 10750313 | 10195768 | 10073764 | 10035114 | 13462354 | 9146403 | 14030060 | 11672828 | 15199327 | 15183496 | 14993111 | 14674123 | 14598510 | 16951018 | 13870511 | 12576708 | 12033448 | 10615263 | 10369644 | 10771434 | 10049616 | 10339906 | 9653985
California | Total international exports | 2269722.5 | 1056413 | 1956310 | 5606943 | 459224 | 1581634 | 149197 | 60333 | 60525 | 272295 | 384207 | 401156 | 518488 | 674638 | 292736 | 564692 | 103051 | 48074 | 22510 | 196923 | 365041 | 2126103 | 1263940 | 1968578 | 351817 | 283356 | 228484 | 101410 | 45872 | 25311 | 167628 | 523792
California | Estimated losses | 13667160.5 | 13933295 | 13576506 | 13163869 | 13994972 | 13405104 | 13025469 | 13672774 | 14038685 | 14055012 | 16186330 | 15971461 | 16524428 | 17081619 | 16724081 | 17049934 | 16992953 | 18467454 | 17859286 | 17707433 | 19375594 | 18983567 | 18422982 | 16812276 | 17181465 | 16930260 | 16227105 | 16232813 | 16847078 | 16873811 | 16021185 | 16026342
California | Unaccounted | 733701.5 | -560631 | 381571 | 1402305 | 1711561 | 3125445 | 3996048 | 3398079 | 3942270 | 4438193 | 1659416 | 2268548 | 2340007 | 3501921 | 4211279 | 0 | 0 | 0 | 0 | 0 | 0 | 0 | 0 | 0 | 0 | 0 | 0 | 0 | 0 | 0 | 0 | 0
California | Net interstate exports | 0 | 0 | 0 | 0 | 0 | 0 | 0 | 0 | 0 | 0 | 0 | 0 | 0 | 0 | 0 | 0 | 0 | 0 | 0 | 0 | 0 | 0 | 0 | 0 | 0 | 0 | 0 | 0 | 0 | 0 | 0 | 0
California | Total disposition | 282719789.25 | 277149028 | 279244942 | 288256634 | 286228553 | 287248186 | 289851855 | 290896420 | 291451569 | 289053852 | 290367420 | 287245821 | 289001713 | 302875751 | 294609411 | 293162640 | 283485344 | 283002426 | 270837638 | 262974733 | 274574169 | 275754450 | 265311450 | 266066429 | 255767005 | 245292778 | 239549653 | 239768378 | 237217913 | 240228346 | 233872528 | 237014131
California | Net interstate trade | -75651995.75 | -79780605 | -70788026 | -86659837 | -65379515 | -73317016 | -79365599 | -79719494 | -80363665 | -80660537 | -83293067 | -79646642 | -81178433 | -89521954 | -77964366 | -73427499 | -77562381 | -86931066 | -73900695 | -76698186 | -72558322 | -62164770 | -75539862 | -75113861 | -81298045 | -68517774 | -56119146 | -51419244 | -48214715 | -60974474 | -71767013 | -66087034
California | Net trade index (ratio) | 0.7325 | 0.71 | 0.75 | 0.7 | 0.77 | 0.74 | 0.73 | 0.73 | 0.72 | 0.72 | 0.71 | 0.72 | 0.72 | 0.7 | 0.74 | 0.75 | 0.73 | 0.69 | 0.73 | 0.71 | 0.74 | 0.77 | 0.72 | 0.72 | 0.68 | 0.72 | 0.77 | 0.79 | 0.8 | 0.75 | 0.69 | 0.72
California | Facility Direct Sales are electricity sales from non utility power producers which reported electricity sales to an ultimate customer. Net Interstate Trade = Total Supply - (Total Electric Industry Sales + Direct Use + Total International Exports (if applies) + Estimated Losses). Net Trade Index is the sum of Total Supply / (Total Disposition - Net Interstate Trade). A negative Net Interstate Trade value indicates a net import of electric power. Notes: Totals may not equal sum of components because of independent rounding. Estimated Losses are reported at the utility level, and then allocated to States based on the utility`s salesto ultimate customers by State. Reported losses may include electricity unaccounted for by the utility. Direct use is commercial or industrial use of electricity that (1) is self-generated (2) is produced by either the same entity that consumes the power or an affiliate,and (3) is used in direct support of a service or industrial process located within the same facility or group of facilities that houses the generating equipment. Direct use is exclusive of station use. Beginning with publication year 2010, Total disposition has been reorganized to include Net Interstate Trade. Therefore, Total Disposition equals Total Supply. Sources: U.S. Energy Information Administration, Form EIA-923, Power Plant Operations Report and predecessor forms. U.S. Energy Information Administration,Form EIA-860, Annual Electric Generator Report. U.S. Energy Information Administration, Form EIA-861, Annual Electric Power Industry Report. Form EIA-111, Quarterly Imports and Exports Report. | 0 0: 0
California | Table 10. Supply and disposition of electricity, 1990 through 2020 | 0 | Column2 | Column3 | Column4 | Column5 | Column6 | Column7 | Column8 | Column9 | Column10 | Column11 | Column12 | Column13 | Column14 | Column15 | Column16 | Column17 | Column18 | Column19 | Column20 | Column21 | Column22 | Column23 | Column24 | Column25 | Column26 | Column27 | Column28 | Column29 | Column30 | Column31 | Column32
| Colorado | 0 0: 0
Colorado | megawatthours | 0 0: 0
Colorado | Category | 0 | Year 2020 | Year 2019 | Year 2018 | Year 2017 | Year 2016 | Year 2015 | Year 2014 | Year 2013 | Year 2012 | Year 2011 | Year 2010 | Year 2009 | Year 2008 | Year 2007 | Year 2006 | Year 2005 | Year 2004 | Year 2003 | Year 2002 | Year 2001 | Year 2000 | Year 1999 | Year 1998 | Year 1997 | Year 1996 | Year 1995 | Year 1994 | Year 1993 | Year 1992 | Year 1991 | Year 1990
Colorado | Supply | 0 0: 0
Colorado | Generation | 0 0: 0
Colorado | ..Electric utilities | 41525270 | 38880293 | 43713457 | 42036600 | 41470730 | 42191338 | 42154954 | 43239615 | 42508826 | 41532785 | 44122878 | 39584166 | 37467527 | 41176711 | 42353281 | 42055989 | 41014609 | 40436218 | 41226252 | 41509933 | 41957723 | 40108260 | 36167349 | 35471294 | 34375573 | 33971688 | 32673972 | 33324413 | 32687317 | 31899303 | 31038231 | 31312872
Colorado | ..Independent power producers | 13079515 | 14897657 | 12318460 | 13042990 | 12058953 | 11919633 | 9931648 | 10297247 | 9976436 | 10560625 | 6880812 | 9937281 | 11514548 | 10628743 | 9680147 | 7003971 | 6834004 | 5596490 | 2876856 | 961016 | 1666895 | 789816 | 178374 | 308412 | 298104 | 267333 | 236697 | 246300 | 230771 | 217502 | 206045 | 225959
Colorado | ..Combined heat and power, electric | 161178.25 | 35545 | 195099 | 204651 | 209418 | 203833 | 209167 | 213200 | 354215 | 366360 | 343368 | 1134511 | 1530733 | 1545150 | 1782107 | 1532552 | 1643453 | 1685171 | 2313574 | 2865726 | 2957507 | 3043591 | 2897277 | 2850204 | 2725860 | 2632009 | 2426541 | 1774613 | 1012843 | 1011572 | 983900 | 930200
Colorado | Electric power sector generation subtotal | 54765963.5 | 53813495 | 56227017 | 55284241 | 53739101 | 54314804 | 52295769 | 53750062 | 52839477 | 52459770 | 51347057 | 50655959 | 50512808 | 53350605 | 53815534 | 50592512 | 49492066 | 47717879 | 46416683 | 45336675 | 46582125 | 43941666 | 39243001 | 38629910 | 37399536 | 36871030 | 35337210 | 35345326 | 33930931 | 33128377 | 32228176 | 32469031
Colorado | ..Combined heat and power, commercial | 32702.25 | 37725 | 36068 | 26507 | 30509 | 31044 | 27872 | 26149 | 33537 | 24979 | 21945 | 4245 | 3101 | 38995 | 27769 | 28150 | 54162 | 93016 | 119137 | 143155 | 212101 | 145055 | 184318 | 161072 | 153690 | 176089 | 197827 | 218371 | 220635 | 90147 | 25208 | 25208
Colorado | ..Combined heat and power, industrial | 122090.25 | 263790 | 74649 | 75530 | 74392 | 72632 | 69437 | 71175 | 64421 | 71953 | 63552 | 60588 | 50043 | 51994 | 64189 | 77691 | 70467 | 58598 | 80967 | 120558 | 81787 | 78825 | 93970 | 90582 | 89334 | 90240 | 82198 | 88213 | 88618 | 76965 | 68209 | 53888
Colorado | Industrial and commercial generation subtotal | 154793 | 301516 | 110718 | 102037 | 104901 | 103676 | 97309 | 97324 | 97959 | 96931 | 85497 | 64833 | 53144 | 90989 | 91958 | 105841 | 124629 | 151614 | 200104 | 263713 | 293888 | 223880 | 278288 | 251654 | 243024 | 266330 | 280025 | 306584 | 309253 | 167113 | 93417 | 79096
Colorado | Total net generation | 54920756.5 | 54115011 | 56337734 | 55386279 | 53844002 | 54418480 | 52393077 | 53847386 | 52937436 | 52556701 | 51432554 | 50720792 | 50565952 | 53441594 | 53907492 | 50698353 | 49616694 | 47869492 | 46616787 | 45600388 | 46876013 | 44165546 | 39521289 | 38881564 | 37642561 | 37137359 | 35617235 | 35651910 | 34240184 | 33295489 | 32321592 | 32548127
Colorado | Total international imports | 206.5 | 0 | 0 | 826 | 0 | 0 | 638 | 279 | 89 | 0 | 135 | 15 | 0 | 1836 | 1268 | 1188 | 6206 | 37353 | 2165 | 6707 | 36121 | 11350 | 2330 | 1200 | 43021 | 0 | 0 | 0 | 0 | 0 | 0 | 0
Colorado | Net interstate imports | 4301425.5 | 5014638 | 3420060 | 4360848 | 4410156 | 3987146 | 5322535 | 3110756 | 4271592 | 5006750 | 5716900 | 5976958 | 4222317 | 2805490 | 1726737 | 4637397 | 4268874 | 4548577 | 5148171 | 5681503 | 2044335 | 4053818 | 6092539 | 5320256 | 4982139 | 4505771 | 4136272 | 3044441 | 2892441 | 2514313 | 2911151 | 1950402
Colorado | Total supply | 59222388.5 | 59129649 | 59757794 | 59747953 | 58254158 | 58405626 | 57716250 | 56958421 | 57209117 | 57563451 | 57149589 | 56697765 | 54788269 | 56248920 | 55635497 | 55336938 | 53891774 | 52455422 | 51767123 | 51288598 | 48956469 | 48230714 | 45616158 | 44203020 | 42667721 | 41643130 | 39753507 | 38696351 | 37132625 | 35809802 | 35232743 | 34498529
Colorado | Disposition | 0 0: 0
Colorado | Sales to ultimate customers | 0 0: 0
Colorado | ..Full service providers | 55840207.5 | 55957948 | 56450435 | 56288856 | 54663591 | 54632647 | 53944039 | 53336673 | 53376856 | 53454275 | 53232053 | 52716451 | 50836955 | 51946606 | 51050362 | 49426456 | 48025450 | 46396921 | 46133111 | 45936696 | 44236038 | 43020284 | 40570923 | 39574437 | 38069234 | 37072975 | 35316819 | 34502279 | 32957803 | 31821970 | 31456688 | 30794588
Colorado | ..Energy-only providers | 0 | 0 | 0 | 0 | 0 | 0 | 0 | 0 | 0 | 0 | 0 | 0 | 0 | 0 | 0 | 0 | 0 | 0 | 0 | 0 | 0 | 0 | 0 | 0 | 0 | 0 | 0 | 0 | 0 | 0 | 0 | 0
Colorado | ..Facility direct sales | 122730.75 | 92316 | 70388 | 161624 | 166595 | 169390 | 172007 | 59848 | 64793 | 231022 | 226232 | 201335 | 198951 | 195867 | 248794 | 307242 | 327786 | 326920 | 361534 | 141066 | 0 | 0 | 0 | 0 | 0 | 0 | 0 | 0 | 0 | 0 | 0 | 0
Colorado | Total electric industry sales | 55962938.25 | 56050264 | 56520823 | 56450480 | 54830186 | 54802037 | 54116046 | 53396521 | 53441649 | 53685297 | 53458285 | 52917786 | 51035906 | 52142473 | 51299156 | 49733698 | 48353236 | 46723841 | 46494645 | 46077762 | 44236038 | 43020284 | 40570923 | 39574437 | 38069234 | 37072975 | 35316819 | 34502279 | 32957803 | 31821970 | 31456688 | 30794588
Colorado | Direct use | 80370.25 | 83313 | 86056 | 75593 | 76519 | 76539 | 73138 | 83636 | 89054 | 51480 | 41384 | 43359 | 43472 | 100801 | 270224 | 150126 | 84018 | 495780 | 495263 | 489053 | 478648 | 464885 | 509467 | 507183 | 636824 | 475354 | 449470 | 484887 | 481247 | 418642 | 344749 | 329123
Colorado | Total international exports | 33.75 | 0 | 0 | 135 | 0 | 12 | 109 | 6912 | 1366 | 1365 | 7877 | 3136 | 15 | 3200 | 1679 | 0 | 194 | 0 | 0 | 0 | 0 | 0 | 0 | 0 | 0 | 0 | 0 | 0 | 0 | 0 | 0 | 0
Colorado | Estimated losses | 3020179 | 3121678 | 3064779 | 2911583 | 2982676 | 2860178 | 2698953 | 2780354 | 2870866 | 2907271 | 3303382 | 3269143 | 3248814 | 3321501 | 3246851 | 3224677 | 3231724 | 3423736 | 3414015 | 3456276 | 3459411 | 3346258 | 3182875 | 2814047 | 2870303 | 2877667 | 2695565 | 2621012 | 2637733 | 2515647 | 2415396 | 2337950
Colorado | Unaccounted | 158867 | -125606 | 86136 | 310162 | 364776 | 666860 | 828005 | 690998 | 806182 | 918038 | 338661 | 464341 | 460061 | 680944 | 817587 | 0 | 0 | 0 | 0 | 0 | 0 | 0 | 0 | 0 | 0 | 0 | 0 | 0 | 0 | 0 | 0 | 0
Colorado | Net interstate exports | 0 | 0 | 0 | 0 | 0 | 0 | 0 | 0 | 0 | 0 | 0 | 0 | 0 | 0 | 0 | 0 | 0 | 0 | 0 | 0 | 0 | 0 | 0 | 0 | 0 | 0 | 0 | 0 | 0 | 0 | 0 | 0
Colorado | Total disposition | 59222388.5 | 59129649 | 59757794 | 59747953 | 58254158 | 58405626 | 57716250 | 56958421 | 57209117 | 57563451 | 57149589 | 56697765 | 54788269 | 56248920 | 55635497 | 55336938 | 53891774 | 52455422 | 51767123 | 51288598 | 48956469 | 48230714 | 45616158 | 44203020 | 42667721 | 41643130 | 39753507 | 38696351 | 37132625 | 35809802 | 35232743 | 34498529
Colorado | Net interstate trade | -4301425.5 | -5014638 | -3420060 | -4360848 | -4410156 | -3987146 | -5322535 | -3110756 | -4271592 | -5006750 | -5716900 | -5976958 | -4222317 | -2805490 | -1726737 | -4637397 | -4268874 | -4548577 | -5148171 | -5681503 | -2044335 | -4053818 | -6092539 | -5320256 | -4982139 | -4505771 | -4136272 | -3044441 | -2892441 | -2514313 | -2911151 | -1950402
Colorado | Net trade index (ratio) | 0.9275 | 0.92 | 0.94 | 0.93 | 0.92 | 0.93 | 0.91 | 0.95 | 0.93 | 0.91 | 0.9 | 0.89 | 0.92 | 0.95 | 0.97 | 0.92 | 0.92 | 0.91 | 0.9 | 0.89 | 0.96 | 0.92 | 0.87 | 0.88 | 0.88 | 0.89 | 0.9 | 0.92 | 0.92 | 0.93 | 0.92 | 0.94
Colorado | Facility Direct Sales are electricity sales from non utility power producers which reported electricity sales to an ultimate customer. Net Interstate Trade = Total Supply - (Total Electric Industry Sales + Direct Use + Total International Exports (if applies) + Estimated Losses). Net Trade Index is the sum of Total Supply / (Total Disposition - Net Interstate Trade). A negative Net Interstate Trade value indicates a net import of electric power. Notes: Totals may not equal sum of components because of independent rounding. Estimated Losses are reported at the utility level, and then allocated to States based on the utility`s salesto ultimate customers by State. Reported losses may include electricity unaccounted for by the utility. Direct use is commercial or industrial use of electricity that (1) is self-generated (2) is produced by either the same entity that consumes the power or an affiliate,and (3) is used in direct support of a service or industrial process located within the same facility or group of facilities that houses the generating equipment. Direct use is exclusive of station use. Beginning with publication year 2010, Total disposition has been reorganized to include Net Interstate Trade. Therefore, Total Disposition equals Total Supply. Sources: U.S. Energy Information Administration, Form EIA-923, Power Plant Operations Report and predecessor forms. U.S. Energy Information Administration,Form EIA-860, Annual Electric Generator Report. U.S. Energy Information Administration, Form EIA-861, Annual Electric Power Industry Report. Form EIA-111, Quarterly Imports and Exports Report. | 0 0: 0
Colorado | Table 10. Supply and disposition of electricity, 1990 through 2020 | 0 | Column2 | Column3 | Column4 | Column5 | Column6 | Column7 | Column8 | Column9 | Column10 | Column11 | Column12 | Column13 | Column14 | Column15 | Column16 | Column17 | Column18 | Column19 | Column20 | Column21 | Column22 | Column23 | Column24 | Column25 | Column26 | Column27 | Column28 | Column29 | Column30 | Column31 | Column32
| Connecticut | 0 0: 0
Connecticut | megawatthours | 0 0: 0
Connecticut | Category | 0 | Year 2020 | Year 2019 | Year 2018 | Year 2017 | Year 2016 | Year 2015 | Year 2014 | Year 2013 | Year 2012 | Year 2011 | Year 2010 | Year 2009 | Year 2008 | Year 2007 | Year 2006 | Year 2005 | Year 2004 | Year 2003 | Year 2002 | Year 2001 | Year 2000 | Year 1999 | Year 1998 | Year 1997 | Year 1996 | Year 1995 | Year 1994 | Year 1993 | Year 1992 | Year 1991 | Year 1990
Connecticut | Supply | 0 0: 0
Connecticut | Generation | 0 0: 0
Connecticut | ..Electric utilities | 100437.5 | 95906 | 98554 | 108940 | 98350 | 74075 | 44645 | 54693 | 50273 | 36816 | 92735 | 65570 | 47137 | 52334 | 37217 | 47612 | 41709 | 45095 | 59812 | 21463 | 2816826 | 16992594 | 20484367 | 15122925 | 13227766 | 15773738 | 26931900 | 27201416 | 28714867 | 25153644 | 23552082 | 32155574
Connecticut | ..Independent power producers | 37456320.5 | 39963877 | 38651474 | 38005620 | 33204311 | 35256433 | 36341469 | 32560362 | 34459537 | 34566599 | 32801371 | 31184688 | 28959236 | 28138483 | 31087013 | 32430695 | 31564027 | 30345047 | 27166517 | 28878256 | 25296120 | 13223244 | 4992718 | 1460849 | 1246481 | 1279140 | 1603927 | 1099243 | 1058104 | 1023563 | 719003 | 672826
Connecticut | ..Combined heat and power, electric | 215974.5 | 186291 | 194535 | 261724 | 221348 | 254862 | 196598 | 148905 | 139060 | 780874 | 406618 | 1723788 | 1874004 | 1956376 | 1831289 | 1873745 | 1697139 | 1965663 | 1985668 | 2052655 | 2080286 | 2401242 | 2243074 | 2263539 | 2320840 | 2289052 | 2512344 | 2552302 | 2690508 | 2670940 | 2561652 | 1986752
Connecticut | Electric power sector generation subtotal | 37772732.75 | 40246075 | 38944563 | 38376284 | 33524009 | 35585370 | 36582711 | 32763959 | 34648870 | 35384289 | 33300725 | 32974046 | 30880377 | 30147193 | 32955519 | 34352052 | 33302875 | 32355806 | 29211997 | 30952373 | 30193232 | 32617080 | 27720159 | 18847313 | 16795086 | 19341930 | 31048171 | 30852961 | 32463479 | 28848147 | 26832737 | 34815151
Connecticut | ..Combined heat and power, commercial | 407696.25 | 330389 | 444761 | 432822 | 422813 | 409492 | 401950 | 440246 | 347217 | 396574 | 211290 | 69779 | 46645 | 43870 | 43514 | 38271 | 39754 | 42924 | 45444 | 47541 | 40928 | 46937 | 546665 | 481675 | 515058 | 561893 | 96567 | 90698 | 104077 | 107532 | 112125 | 141781
Connecticut | ..Combined heat and power, industrial | 633775 | 614109 | 660714 | 644445 | 615832 | 501698 | 485961 | 472775 | 614703 | 336681 | 233206 | 305799 | 279200 | 218409 | 172176 | 291413 | 207119 | 234677 | 287609 | 311304 | 256480 | 303552 | 330073 | 362505 | 364152 | 307574 | 327732 | 235258 | 317015 | 255700 | 91604 | 190315
Connecticut | Industrial and commercial generation subtotal | 1041471.25 | 944498 | 1105475 | 1077267 | 1038645 | 911190 | 887911 | 913021 | 961920 | 733255 | 444496 | 375577 | 325845 | 262280 | 215690 | 329684 | 246872 | 277602 | 333053 | 358845 | 297408 | 350489 | 876738 | 844180 | 879210 | 869467 | 424299 | 325955 | 421092 | 363232 | 203729 | 332097
Connecticut | Total net generation | 38814204 | 41190572 | 40050038 | 39453552 | 34562654 | 36496560 | 37470622 | 33676980 | 35610789 | 36117544 | 33745221 | 33349623 | 31206222 | 30409473 | 33171209 | 34681736 | 33549747 | 32633408 | 29545050 | 31311218 | 30490640 | 32967568 | 28596897 | 19691493 | 17674296 | 20211397 | 31472471 | 31178916 | 32884571 | 29211379 | 27036466 | 35147248
Connecticut | Total international imports | 264396.75 | 0 | 0 | 530358 | 527229 | 546252 | 625504 | 671110 | 584738 | 0 | 2347986 | 1948867 | 2566745 | 2161054 | 1831553 | 1346065 | 1337800 | 1061203 | 472004 | 325649 | 765675 | 1947179 | 1934370 | 1765571 | 1699344 | 1325287 | 1276159 | 1179296 | 1075758 | 902319 | 537158 | 36686
Connecticut | Net interstate imports | 0 | 0 | 0 | 0 | 0 | 0 | 0 | 0 | 0 | 0 | 0 | 0 | 0 | 1426242 | 2667825 | 0 | 2172761 | 2539158 | 5549845 | 2951239 | 2544606 | 0 | 2978287 | 10892219 | 12493084 | 10383589 | 0 | 0 | 0 | 412839 | 2859466 | 0
Connecticut | Total supply | 39078600.75 | 41190572 | 40050038 | 39983910 | 35089883 | 37042812 | 38096126 | 34348090 | 36195527 | 36117544 | 36093207 | 35298490 | 33772967 | 33996769 | 37670587 | 36027801 | 37060308 | 36233769 | 35566899 | 34588106 | 33800921 | 34914747 | 33509554 | 32349283 | 31866724 | 31920273 | 32748630 | 32358212 | 33960329 | 30526537 | 30433090 | 35183934
Connecticut | Disposition | 0 0: 0
Connecticut | Sales to ultimate customers | 0 0: 0
Connecticut | ..Full service providers | 13393266.75 | 14001202 | 13501894 | 13667330 | 12402641 | 12305217 | 12457127 | 12637103 | 11052116 | 10492417 | 11365328 | 13676247 | 16660567 | 19192156 | 24074606 | 30114415 | 32354549 | 31470175 | 31230118 | 30615280 | 30526724 | 29952407 | 29803004 | 28956144 | 28432096 | 28416945 | 27969969 | 28025671 | 27238487 | 27126971 | 27171405 | 27187238
Connecticut | ..Energy-only providers | 14462205.5 | 12960910 | 14235828 | 15034880 | 15617204 | 16546351 | 16998365 | 16656291 | 18699199 | 18959533 | 18475613 | 16676808 | 13016458 | 11724416 | 10014749 | 1528796 | 740480 | 744435 | 600100 | 390209 | 14034 | 0 | 0 | 0 | 0 | 0 | 0 | 0 | 0 | 0 | 0 | 0
Connecticut | ..Facility direct sales | 140308.75 | 151561 | 162274 | 131715 | 115685 | 79519 | 20663 | 61066 | 73201 | 40388 | 18052 | 38711 | 38739 | 39972 | 39752 | 34242 | 0 | 0 | 0 | 67454 | 0 | 0 | 0 | 0 | 0 | 0 | 0 | 0 | 0 | 0 | 0 | 0
Connecticut | Total electric industry sales | 27995781 | 27113673 | 27899996 | 28833925 | 28135530 | 28931087 | 29476155 | 29354460 | 29824516 | 29492338 | 29858993 | 30391766 | 29715764 | 30956544 | 34129107 | 31677453 | 33095029 | 32214610 | 31830218 | 31072943 | 30540758 | 29952407 | 29803004 | 28956144 | 28432096 | 28416945 | 27969969 | 28025671 | 27238487 | 27126971 | 27171405 | 27187238
Connecticut | Direct use | 963104.75 | 862269 | 1000623 | 1007910 | 981617 | 841998 | 838989 | 837754 | 992317 | 786983 | 487407 | 611350 | 554157 | 492675 | 505578 | 302207 | 225040 | 1540638 | 1539033 | 1519735 | 1487402 | 3280319 | 725100 | 598457 | 704595 | 603708 | 601542 | 523034 | 624526 | 455298 | 327728 | 442483
Connecticut | Total international exports | 1.5 | 0 | 0 | 6 | 0 | 5 | 0 | 252 | 492 | 0 | 2398 | 167676 | 165708 | 171332 | 331849 | 180841 | 174431 | 66216 | 125944 | 0 | 0 | 362070 | 21 | 6239 | 0 | 0 | 0 | 0 | 0 | 0 | 0 | 0
Connecticut | Estimated losses | 1510159.25 | 1510076 | 1512846 | 1487186 | 1530529 | 1509945 | 1470077 | 1528485 | 1602162 | 1597127 | 1845096 | 1877535 | 1891629 | 1971947 | 2160116 | 2053930 | 2211931 | 2360558 | 2337233 | 2330770 | 2388393 | 2329796 | 2338109 | 2059005 | 2143693 | 2205772 | 2134814 | 2129007 | 2179996 | 2144489 | 2086351 | 2064077
Connecticut | Unaccounted | 81841 | -60761 | 42519 | 158425 | 187181 | 352049 | 451001 | 379873 | 449911 | 504330 | 189158 | 266681 | 267872 | 404271 | 543937 | 0 | 0 | 0 | 0 | 0 | 0 | 0 | 0 | 0 | 0 | 0 | 0 | 0 | 0 | 0 | 0 | 0
Connecticut | Net interstate exports | 8527713 | 11765315 | 9594054 | 8496457 | 4255026 | 5407729 | 5859904 | 2247267 | 3326129 | 3736766 | 3710154 | 1983482 | 1177837 | 0 | 0 | 600365 | 0 | 0 | 0 | 0 | 0 | 969602 | 0 | 0 | 0 | 0 | 1264677 | 925634 | 3271262 | 0 | 0 | 4726491
Connecticut | Total disposition | 39078600.75 | 41190572 | 40050038 | 39983910 | 35089883 | 37042812 | 38096126 | 34348090 | 36195527 | 36117544 | 36093207 | 35298490 | 33772967 | 33996769 | 37670587 | 36027801 | 37060308 | 36233769 | 35566899 | 34588106 | 33800921 | 34914747 | 33509554 | 32349283 | 31866724 | 31920273 | 32748630 | 32358212 | 33960329 | 30526537 | 30433090 | 35183934
Connecticut | Net interstate trade | 8527713 | 11765315 | 9594054 | 8496457 | 4255026 | 5407729 | 5859904 | 2247267 | 3326129 | 3736766 | 3710154 | 1983482 | 1177837 | -1426242 | -2667825 | 600365 | -2172761 | -2539158 | -5549845 | -2951239 | -2544606 | 969602 | -2978287 | -10892219 | -12493084 | -10383589 | 1264677 | 925634 | 3271262 | -412839 | -2859466 | 4726491
Connecticut | Net trade index (ratio) | 1.2825 | 1.4 | 1.32 | 1.27 | 1.14 | 1.17 | 1.18 | 1.07 | 1.1 | 1.12 | 1.11 | 1.06 | 1.04 | 0.96 | 0.93 | 1.02 | 0.94 | 0.93 | 0.84 | 0.91 | 0.92 | 1.03 | 0.91 | 0.66 | 0.61 | 0.67 | 1.04 | 1.03 | 1.11 | 0.99 | 0.91 | 1.16
Connecticut | Facility Direct Sales are electricity sales from non utility power producers which reported electricity sales to an ultimate customer. Net Interstate Trade = Total Supply - (Total Electric Industry Sales + Direct Use + Total International Exports (if applies) + Estimated Losses). Net Trade Index is the sum of Total Supply / (Total Disposition - Net Interstate Trade). A negative Net Interstate Trade value indicates a net import of electric power. Notes: Totals may not equal sum of components because of independent rounding. Estimated Losses are reported at the utility level, and then allocated to States based on the utility`s salesto ultimate customers by State. Reported losses may include electricity unaccounted for by the utility. Direct use is commercial or industrial use of electricity that (1) is self-generated (2) is produced by either the same entity that consumes the power or an affiliate,and (3) is used in direct support of a service or industrial process located within the same facility or group of facilities that houses the generating equipment. Direct use is exclusive of station use. Beginning with publication year 2010, Total disposition has been reorganized to include Net Interstate Trade. Therefore, Total Disposition equals Total Supply. Sources: U.S. Energy Information Administration, Form EIA-923, Power Plant Operations Report and predecessor forms. U.S. Energy Information Administration,Form EIA-860, Annual Electric Generator Report. U.S. Energy Information Administration, Form EIA-861, Annual Electric Power Industry Report. Form EIA-111, Quarterly Imports and Exports Report. | 0 0: 0
| Delaware | 0 0: 0
Delaware | megawatthours | 0 0: 0
Delaware | Category | 0 | Year 2020 | Year 2019 | Year 2018 | Year 2017 | Year 2016 | Year 2015 | Year 2014 | Year 2013 | Year 2012 | Year 2011 | Year 2010 | Year 2009 | Year 2008 | Year 2007 | Year 2006 | Year 2005 | Year 2004 | Year 2003 | Year 2002 | Year 2001 | Year 2000 | Year 1999 | Year 1998 | Year 1997 | Year 1996 | Year 1995 | Year 1994 | Year 1993 | Year 1992 | Year 1991 | Year 1990
Delaware | Supply | 0 0: 0
Delaware | Generation | 0 0: 0
Delaware | ..Electric utilities | 32458.5 | 34056 | 35107 | 36911 | 23760 | 80088 | 50051 | 49050 | 25986 | 12435 | 19752 | 30059 | 12768 | 19068 | 47830 | 16558 | 25989 | 23751 | 31107 | 170994 | 1872053 | 4137127 | 6239372 | 6317738 | 6578599 | 8121853 | 8324101 | 8501043 | 8306462 | 6267492 | 7603723 | 7099663
Delaware | ..Independent power producers | 4740643.5 | 3916763 | 3782477 | 5031168 | 6232166 | 7120386 | 6273402 | 6566396 | 6267297 | 6703123 | 5418306 | 4839273 | 3694580 | 5226557 | 7283078 | 6024831 | 7077737 | 6865919 | 6652748 | 5271458 | 4428571 | 1402289 | 0 | 0 | 0 | 0 | 0 | 0 | 0 | 0 | 0 | 0
Delaware | ..Combined heat and power, electric | 89028 | 87197 | 103374 | 93314 | 72227 | 235334 | 259727 | 199426 | 504615 | 1143118 | 750678 | 758313 | 675335 | 1578822 | 132091 | 101557 | 129440 | 128361 | 109420 | 0 | 0 | 0 | 0 | 0 | 0 | 0 | 0 | 0 | 0 | 0 | 0 | 0
Delaware | Electric power sector generation subtotal | 4862129.75 | 4038016 | 3920958 | 5161393 | 6328152 | 7435808 | 6583180 | 6814872 | 6797898 | 7858676 | 6188736 | 5627645 | 4382683 | 6824447 | 7462999 | 6142946 | 7233166 | 7018031 | 6793275 | 5442452 | 6300624 | 5539416 | 6239372 | 6317738 | 6578599 | 8121853 | 8324101 | 8501043 | 8306462 | 6267492 | 7603723 | 7099663
Delaware | ..Combined heat and power, commercial | 5904 | 5671 | 5725 | 5803 | 6417 | 6653 | 6198 | 6767 | 4458 | 3638 | 4825 | 0 | 0 | 0 | 0 | 0 | 0 | 0 | 0 | 0 | 0 | 0 | 0 | 0 | 0 | 0 | 0 | 0 | 0 | 0 | 0 | 0
Delaware | ..Combined heat and power, industrial | 1182098.75 | 1161685 | 1331855 | 1073448 | 1161407 | 1288800 | 1220627 | 881944 | 958505 | 771380 | 396634 | 0 | 458880 | 699392 | 1071164 | 1039234 | 903402 | 837522 | 599012 | 560038 | 507062 | 448036 | 612366 | 580846 | 644036 | 732595 | 708735 | 729234 | 711219 | 716793 | 234409 | 741836
Delaware | Industrial and commercial generation subtotal | 1188002.75 | 1167356 | 1337580 | 1079251 | 1167824 | 1295453 | 1226825 | 888711 | 962963 | 775018 | 401459 | 0 | 458880 | 699392 | 1071164 | 1039234 | 903402 | 837522 | 599012 | 560038 | 507062 | 448036 | 612366 | 580846 | 644036 | 732595 | 708735 | 729234 | 711219 | 716793 | 234409 | 741836
Delaware | Total net generation | 6050132.5 | 5205372 | 5258538 | 6240644 | 7495976 | 8731261 | 7810006 | 7703584 | 7760861 | 8633694 | 6590195 | 5627645 | 4841563 | 7523839 | 8534163 | 7182179 | 8136568 | 7855553 | 7392287 | 6002490 | 6807686 | 5987452 | 6851738 | 6898584 | 7222635 | 8854448 | 9032836 | 9230277 | 9017681 | 6984285 | 7838132 | 7841499
Delaware | Total international imports | 5208.75 | 0 | 0 | 3073 | 17762 | 0 | 0 | 0 | 0 | 0 | 0 | 0 | 0 | 0 | 0 | 0 | 0 | 0 | 0 | 0 | 0 | 0 | 0 | 0 | 0 | 0 | 0 | 0 | 0 | 0 | 0 | 0
Delaware | Net interstate imports | 6702489 | 7238040 | 7552101 | 6922855 | 5096960 | 4085963 | 5206431 | 5092542 | 5141182 | 4441032 | 6084938 | 6799157 | 7723439 | 5877137 | 5184363 | 5674757 | 5391074 | 5348772 | 6636522 | 7375846 | 5785576 | 6652703 | 5013373 | 4715811 | 4122987 | 1975272 | 1750671 | 1199618 | 1259359 | 2617901 | 1722465 | 1439359
Delaware | Total supply | 12757830.25 | 12443412 | 12810639 | 13166572 | 12610698 | 12817224 | 13016437 | 12796126 | 12902043 | 13074726 | 12675133 | 12426802 | 12565002 | 13400976 | 13718526 | 12856936 | 13527642 | 13204325 | 14028809 | 13378336 | 12593262 | 12640155 | 11865111 | 11614395 | 11345622 | 10829720 | 10783507 | 10429895 | 10277040 | 9602186 | 9560597 | 9280858
Delaware | Disposition | 0 0: 0
Delaware | Sales to ultimate customers | 0 0: 0
Delaware | ..Full service providers | 7172240.75 | 7070213 | 7298054 | 7438479 | 6882217 | 6990155 | 7142444 | 6824942 | 6808130 | 7063915 | 7347959 | 7582539 | 7212679 | 7789197 | 7827659 | 9043983 | 11187095 | 10751187 | 10488250 | 10863633 | 10460023 | 10771563 | 10493508 | 10397825 | 10122428 | 9640700 | 9579533 | 9298971 | 9121134 | 8532380 | 8535864 | 8283867
Delaware | ..Energy-only providers | 4198042.25 | 4056851 | 4159755 | 4330375 | 4245188 | 4268283 | 4355761 | 4511506 | 4537660 | 4453264 | 4134859 | 4023393 | 4045099 | 3959586 | 4041151 | 2510689 | 949693 | 1009966 | 2111340 | 1155101 | 918603 | 502727 | 58865 | 0 | 0 | 0 | 0 | 0 | 0 | 0 | 0 | 0
Delaware | ..Facility direct sales | 4761 | 1987 | 11613 | 4246 | 1198 | 0 | 0 | 2029 | 2066 | 2152 | 478 | 0 | 0 | 0 | 0 | 0 | 0 | 0 | 0 | 0 | 0 | 0 | 0 | 0 | 0 | 0 | 0 | 0 | 0 | 0 | 0 | 0
Delaware | Total electric industry sales | 11375044 | 11129051 | 11469422 | 11773100 | 11128603 | 11258438 | 11498205 | 11338477 | 11347856 | 11519331 | 11483296 | 11605932 | 11257778 | 11748783 | 11868810 | 11554672 | 12136788 | 11761153 | 12599590 | 12018734 | 11378626 | 11274290 | 10552373 | 10397825 | 10122428 | 9640700 | 9579533 | 9298971 | 9121134 | 8532380 | 8535864 | 8283867
Delaware | Direct use | 736361.25 | 719476 | 701821 | 721471 | 802677 | 834197 | 768848 | 720525 | 773399 | 734593 | 409495 | 2042 | 489100 | 750358 | 909349 | 493536 | 736050 | 564017 | 563430 | 556365 | 544528 | 492236 | 612366 | 580846 | 644036 | 691686 | 667826 | 679092 | 652910 | 666708 | 188275 | 701782
Delaware | Total international exports | 22.25 | 0 | 0 | 86 | 3 | 0 | 0 | 0 | 0 | 0 | 0 | 0 | 0 | 0 | 0 | 0 | 0 | 0 | 0 | 0 | 0 | 0 | 0 | 0 | 0 | 0 | 0 | 0 | 0 | 0 | 0 | 0
Delaware | Estimated losses | 613587.25 | 619824 | 621917 | 607229 | 605379 | 587590 | 573455 | 590394 | 609603 | 623817 | 709595 | 716989 | 716641 | 748403 | 751206 | 749192 | 811171 | 861810 | 925164 | 901521 | 889848 | 876951 | 827857 | 739366 | 763200 | 748327 | 731160 | 706409 | 729997 | 674517 | 655424 | 628918
Delaware | Unaccounted | 32815.5 | -24940 | 17479 | 64686 | 74037 | 136999 | 175929 | 146730 | 171185 | 196985 | 72747 | 101839 | 101483 | 153431 | 189161 | 0 | 0 | 0 | 0 | 0 | 0 | 0 | 0 | 0 | 0 | 0 | 0 | 0 | 0 | 0 | 0 | 0
Delaware | Net interstate exports | 0 | 0 | 0 | 0 | 0 | 0 | 0 | 0 | 0 | 0 | 0 | 0 | 0 | 0 | 0 | 0 | 0 | 0 | 0 | 0 | 0 | 0 | 0 | 0 | 0 | 0 | 0 | 0 | 0 | 0 | 0 | 0
Delaware | Total disposition | 12757830.25 | 12443412 | 12810639 | 13166572 | 12610698 | 12817224 | 13016437 | 12796126 | 12902043 | 13074726 | 12675133 | 12426802 | 12565002 | 13400976 | 13718526 | 12856936 | 13527642 | 13204325 | 14028809 | 13378336 | 12593262 | 12640155 | 11865111 | 11614395 | 11345622 | 10829720 | 10783507 | 10429895 | 10277040 | 9602186 | 9560597 | 9280858
Delaware | Net interstate trade | -6702489 | -7238040 | -7552101 | -6922855 | -5096960 | -4085963 | -5206431 | -5092542 | -5141182 | -4441032 | -6084938 | -6799157 | -7723439 | -5877137 | -5184363 | -5674757 | -5391074 | -5348772 | -6636522 | -7375846 | -5785576 | -6652703 | -5013373 | -4715811 | -4122987 | -1975272 | -1750671 | -1199618 | -1259359 | -2617901 | -1722465 | -1439359
Delaware | Net trade index (ratio) | 0.475 | 0.42 | 0.41 | 0.47 | 0.6 | 0.68 | 0.6 | 0.6 | 0.6 | 0.66 | 0.52 | 0.45 | 0.39 | 0.56 | 0.62 | 0.56 | 0.6 | 0.59 | 0.53 | 0.45 | 0.54 | 0.47 | 0.58 | 0.59 | 0.64 | 0.82 | 0.84 | 0.88 | 0.88 | 0.73 | 0.82 | 0.84
Delaware | Facility Direct Sales are electricity sales from non utility power producers which reported electricity sales to an ultimate customer. Net Interstate Trade = Total Supply - (Total Electric Industry Sales + Direct Use + Total International Exports (if applies) + Estimated Losses). Net Trade Index is the sum of Total Supply / (Total Disposition - Net Interstate Trade). A negative Net Interstate Trade value indicates a net import of electric power. Notes: Totals may not equal sum of components because of independent rounding. Estimated Losses are reported at the utility level, and then allocated to States based on the utility`s salesto ultimate customers by State. Reported losses may include electricity unaccounted for by the utility. Direct use is commercial or industrial use of electricity that (1) is self-generated (2) is produced by either the same entity that consumes the power or an affiliate,and (3) is used in direct support of a service or industrial process located within the same facility or group of facilities that houses the generating equipment. Direct use is exclusive of station use. Beginning with publication year 2010, Total disposition has been reorganized to include Net Interstate Trade. Therefore, Total Disposition equals Total Supply. Sources: U.S. Energy Information Administration, Form EIA-923, Power Plant Operations Report and predecessor forms. U.S. Energy Information Administration,Form EIA-860, Annual Electric Generator Report. U.S. Energy Information Administration, Form EIA-861, Annual Electric Power Industry Report. Form EIA-111, Quarterly Imports and Exports Report. | 0 0: 0
Delaware | Table 10. Supply and disposition of electricity, 1990 through 2020 | 0 | Column2 | Column3 | Column4 | Column5 | Column6 | Column7 | Column8 | Column9 | Column10 | Column11 | Column12 | Column13 | Column14 | Column15 | Column16 | Column17 | Column18 | Column19 | Column20 | Column21 | Column22 | Column23 | Column24 | Column25 | Column26 | Column27 | Column28 | Column29 | Column30 | Column31 | Column32
| Florida | 0 0: 0
Florida | megawatthours | 0 0: 0
Florida | Category | 0 | Year 2020 | Year 2019 | Year 2018 | Year 2017 | Year 2016 | Year 2015 | Year 2014 | Year 2013 | Year 2012 | Year 2011 | Year 2010 | Year 2009 | Year 2008 | Year 2007 | Year 2006 | Year 2005 | Year 2004 | Year 2003 | Year 2002 | Year 2001 | Year 2000 | Year 1999 | Year 1998 | Year 1997 | Year 1996 | Year 1995 | Year 1994 | Year 1993 | Year 1992 | Year 1991 | Year 1990
Florida | Supply | 0 0: 0
Florida | Generation | 0 0: 0
Florida | ..Electric utilities | 228359144.75 | 234441891 | 229438375 | 227284079 | 222272234 | 216243634 | 218247420 | 211970587 | 202527297 | 198199458 | 200023291 | 206062185 | 195063261 | 196524348 | 200533885 | 200015227 | 196096285 | 193383664 | 188034719 | 182346629 | 170966177 | 169888638 | 166914264 | 169447167 | 147983676 | 145140217 | 147156684 | 141790885 | 140066943 | 133976775 | 130743964 | 123623905
Florida | ..Independent power producers | 8969481.5 | 9533304 | 8929822 | 9629156 | 7785644 | 12123015 | 9718630 | 8673745 | 9084375 | 11600728 | 10403605 | 10586569 | 10773917 | 10142101 | 11499635 | 10155664 | 10189125 | 10334411 | 8275589 | 7247050 | 5674637 | 5676399 | 4560101 | 4257920 | 3715901 | 3902842 | 4081667 | 3551320 | 3471849 | 3024693 | 2266868 | 1695776
Florida | ..Combined heat and power, electric | 2327821.5 | 1977277 | 2059196 | 2179067 | 3095746 | 4452653 | 4011388 | 4170131 | 5216521 | 5816994 | 5711247 | 6914176 | 7202635 | 8325523 | 8419540 | 8656172 | 8514852 | 8779323 | 10335088 | 9241656 | 8956926 | 10037086 | 9525895 | 9348091 | 9779297 | 11124861 | 9332853 | 5777239 | 2137878 | 744962 | 548869 | 647307
Florida | Electric power sector generation subtotal | 239656447.5 | 245952472 | 240427393 | 239092301 | 233153624 | 232819301 | 231977438 | 224814464 | 216828193 | 215617179 | 216138144 | 223562930 | 213039813 | 214991972 | 220453060 | 218827063 | 214800262 | 212497397 | 206645396 | 198835335 | 185597739 | 185602123 | 181000260 | 183053177 | 161478874 | 160167920 | 160571205 | 151119444 | 145676670 | 137746429 | 133559701 | 125966988
Florida | ..Combined heat and power, commercial | 79446 | 96203 | 69530 | 80386 | 71665 | 84478 | 79072 | 66854 | 63980 | 64755 | 67377 | 68668 | 64295 | 69751 | 82076 | 90624 | 97299 | 96247 | 73251 | 110845 | 107234 | 109049 | 117282 | 132489 | 126566 | 124606 | 110519 | 197161 | 247106 | 263027 | 280659 | 244761
Florida | ..Combined heat and power, industrial | 5038295.75 | 4779125 | 5106562 | 5079348 | 5188148 | 5358371 | 5356123 | 5134620 | 5506751 | 5414202 | 5689053 | 5464337 | 4848201 | 4575096 | 4880923 | 4833934 | 5358850 | 5524283 | 5891365 | 4406595 | 5240368 | 6104667 | 6145881 | 6443329 | 6641554 | 6792412 | 6732650 | 6830243 | 6010379 | 5767685 | 5576330 | 5290802
Florida | Industrial and commercial generation subtotal | 5117741.5 | 4875328 | 5176092 | 5159734 | 5259812 | 5442848 | 5435195 | 5201474 | 5570731 | 5478957 | 5756430 | 5533005 | 4912496 | 4644846 | 4963000 | 4924558 | 5456149 | 5620530 | 5964616 | 4517440 | 5347602 | 6213716 | 6263163 | 6575818 | 6768120 | 6917017 | 6843169 | 7027404 | 6257485 | 6030713 | 5856989 | 5535563
Florida | Total net generation | 244774189 | 250827799 | 245603485 | 244252035 | 238413437 | 238262150 | 237412633 | 230015937 | 222398924 | 221096136 | 221894574 | 229095935 | 217952308 | 219636818 | 225416060 | 223751621 | 220256412 | 218117928 | 212610011 | 203352775 | 190945341 | 191815839 | 187263423 | 189628995 | 168246994 | 167084937 | 167414374 | 158146848 | 151934155 | 143777142 | 139416690 | 131502551
Florida | Total international imports | 0 | 0 | 0 | 0 | 0 | 0 | 0 | 0 | 0 | 0 | 0 | 0 | 0 | 0 | 0 | 0 | 0 | 0 | 0 | 0 | 0 | 0 | 0 | 0 | 0 | 0 | 0 | 0 | 0 | 0 | 0 | 0
Florida | Net interstate imports | 12471312.75 | 9384510 | 13225985 | 13061875 | 14212881 | 18000057 | 18931178 | 16134883 | 20153632 | 20558679 | 23985137 | 23308564 | 28117427 | 28820791 | 28855311 | 30184830 | 30494258 | 27284768 | 29423864 | 30936022 | 31233565 | 27751457 | 23299324 | 19643197 | 27941977 | 25934642 | 21123877 | 20796253 | 20166689 | 21659866 | 24490120 | 29300599
Florida | Total supply | 257245501.75 | 260212309 | 258829470 | 257313910 | 252626318 | 256262207 | 256343811 | 246150820 | 242552556 | 241654815 | 245879711 | 252404499 | 246069735 | 248457609 | 254271371 | 253936451 | 250750670 | 245402696 | 242033875 | 234288797 | 222178906 | 219567296 | 210562747 | 209272192 | 196188971 | 193019579 | 188538251 | 178943101 | 172100844 | 165437008 | 163906810 | 160803150
Florida | Disposition | 0 0: 0
Florida | Sales to ultimate customers | 0 0: 0
Florida | ..Full service providers | 238619529 | 242429912 | 240337067 | 238558689 | 233152448 | 235719535 | 235597346 | 226078111 | 221917337 | 220673784 | 225089786 | 231209071 | 224750322 | 226172795 | 231084600 | 228219544 | 224977011 | 218584494 | 217371534 | 210473530 | 200752133 | 195842976 | 187270257 | 187354592 | 175041015 | 171832022 | 167492138 | 159544300 | 152747819 | 147009940 | 146336241 | 143534878
Florida | ..Energy-only providers | 0 | 0 | 0 | 0 | 0 | 0 | 0 | 0 | 0 | 0 | 0 | 0 | 0 | 0 | 0 | 0 | 0 | 0 | 0 | 0 | 0 | 0 | 0 | 0 | 0 | 0 | 0 | 0 | 0 | 0 | 0 | 0
Florida | ..Facility direct sales | 7487.5 | 10259 | 10888 | 6702 | 2101 | 2287 | 2052 | 0 | 2177 | 549 | 636 | 543 | 0 | 0 | 0 | 0 | 0 | 0 | 7088 | 7800 | 0 | 0 | 0 | 0 | 0 | 0 | 0 | 0 | 0 | 0 | 0 | 0
Florida | Total electric industry sales | 238627016.5 | 242440171 | 240347955 | 238565391 | 233154549 | 235721822 | 235599398 | 226078111 | 221919514 | 220674333 | 225090422 | 231209614 | 224750322 | 226172795 | 231084600 | 228219544 | 224977011 | 218584494 | 217378622 | 210481330 | 200752133 | 195842976 | 187270257 | 187354592 | 175041015 | 171832022 | 167492138 | 159544300 | 152747819 | 147009940 | 146336241 | 143534878
Florida | Direct use | 5066507.75 | 4812909 | 5082631 | 5133102 | 5237389 | 5369421 | 5389463 | 5375185 | 5363891 | 5256483 | 5454173 | 4882462 | 4986384 | 4923836 | 4877913 | 5274184 | 5345764 | 6910150 | 6902953 | 6816397 | 6671374 | 6760522 | 6659195 | 7229835 | 7173492 | 7265917 | 6986229 | 6959450 | 6407566 | 6167149 | 6005886 | 5589626
Florida | Total international exports | 0 | 0 | 0 | 0 | 0 | 0 | 0 | 0 | 0 | 0 | 0 | 0 | 0 | 0 | 0 | 0 | 0 | 0 | 0 | 0 | 0 | 0 | 0 | 0 | 0 | 0 | 0 | 0 | 0 | 0 | 0 | 0
Florida | Estimated losses | 12880752.75 | 13502527 | 13032600 | 12304643 | 12683241 | 12302577 | 11750153 | 11771873 | 11921436 | 11950389 | 13909155 | 14283613 | 14307027 | 14407318 | 14625916 | 14797497 | 15036505 | 16016997 | 15961705 | 15788126 | 15699512 | 15233307 | 14691750 | 13322354 | 13197557 | 13337892 | 12783877 | 12119996 | 12224966 | 11621691 | 11236398 | 10897282
Florida | Unaccounted | 671224.75 | -543298 | 366284 | 1310775 | 1551138 | 2868387 | 3604797 | 2925650 | 3347715 | 3773610 | 1425961 | 2028810 | 2026003 | 2953660 | 3682942 | 0 | 0 | 0 | 0 | 0 | 0 | 0 | 0 | 0 | 0 | 0 | 0 | 0 | 0 | 0 | 0 | 0
Florida | Net interstate exports | 0 | 0 | 0 | 0 | 0 | 0 | 0 | 0 | 0 | 0 | 0 | 0 | 0 | 0 | 0 | 0 | 0 | 0 | 0 | 0 | 0 | 0 | 0 | 0 | 0 | 0 | 0 | 0 | 0 | 0 | 0 | 0
Florida | Total disposition | 257245501.75 | 260212309 | 258829470 | 257313910 | 252626318 | 256262207 | 256343811 | 246150820 | 242552556 | 241654815 | 245879711 | 252404499 | 246069735 | 248457609 | 254271371 | 253936451 | 250750670 | 245402696 | 242033875 | 234288797 | 222178906 | 219567296 | 210562747 | 209272192 | 196188971 | 193019579 | 188538251 | 178943101 | 172100844 | 165437008 | 163906810 | 160803150
Florida | Net interstate trade | -12471312.75 | -9384510 | -13225985 | -13061875 | -14212881 | -18000057 | -18931178 | -16134883 | -20153632 | -20558679 | -23985137 | -23308564 | -28117427 | -28820791 | -28855311 | -30184830 | -30494258 | -27284768 | -29423864 | -30936022 | -31233565 | -27751457 | -23299324 | -19643197 | -27941977 | -25934642 | -21123877 | -20796253 | -20166689 | -21659866 | -24490120 | -29300599
Florida | Net trade index (ratio) | 0.95 | 0.96 | 0.95 | 0.95 | 0.94 | 0.93 | 0.93 | 0.93 | 0.92 | 0.91 | 0.9 | 0.91 | 0.89 | 0.88 | 0.89 | 0.88 | 0.88 | 0.89 | 0.88 | 0.87 | 0.86 | 0.87 | 0.89 | 0.91 | 0.86 | 0.87 | 0.89 | 0.88 | 0.88 | 0.87 | 0.85 | 0.82
Florida | Facility Direct Sales are electricity sales from non utility power producers which reported electricity sales to an ultimate customer. Net Interstate Trade = Total Supply - (Total Electric Industry Sales + Direct Use + Total International Exports (if applies) + Estimated Losses). Net Trade Index is the sum of Total Supply / (Total Disposition - Net Interstate Trade). A negative Net Interstate Trade value indicates a net import of electric power. Notes: Totals may not equal sum of components because of independent rounding. Estimated Losses are reported at the utility level, and then allocated to States based on the utility`s salesto ultimate customers by State. Reported losses may include electricity unaccounted for by the utility. Direct use is commercial or industrial use of electricity that (1) is self-generated (2) is produced by either the same entity that consumes the power or an affiliate,and (3) is used in direct support of a service or industrial process located within the same facility or group of facilities that houses the generating equipment. Direct use is exclusive of station use. Beginning with publication year 2010, Total disposition has been reorganized to include Net Interstate Trade. Therefore, Total Disposition equals Total Supply. Sources: U.S. Energy Information Administration, Form EIA-923, Power Plant Operations Report and predecessor forms. U.S. Energy Information Administration,Form EIA-860, Annual Electric Generator Report. U.S. Energy Information Administration, Form EIA-861, Annual Electric Power Industry Report. Form EIA-111, Quarterly Imports and Exports Report. | 0 0: 0
Florida | Table 10. Supply and disposition of electricity, 1990 through 2020 | 0 | Column2 | Column3 | Column4 | Column5 | Column6 | Column7 | Column8 | Column9 | Column10 | Column11 | Column12 | Column13 | Column14 | Column15 | Column16 | Column17 | Column18 | Column19 | Column20 | Column21 | Column22 | Column23 | Column24 | Column25 | Column26 | Column27 | Column28 | Column29 | Column30 | Column31 | Column32
| Georgia | 0 0: 0
Georgia | megawatthours | 0 0: 0
Georgia | Category | 0 | Year 2020 | Year 2019 | Year 2018 | Year 2017 | Year 2016 | Year 2015 | Year 2014 | Year 2013 | Year 2012 | Year 2011 | Year 2010 | Year 2009 | Year 2008 | Year 2007 | Year 2006 | Year 2005 | Year 2004 | Year 2003 | Year 2002 | Year 2001 | Year 2000 | Year 1999 | Year 1998 | Year 1997 | Year 1996 | Year 1995 | Year 1994 | Year 1993 | Year 1992 | Year 1991 | Year 1990
Georgia | Supply | 0 0: 0
Georgia | Generation | 0 0: 0
Georgia | ..Electric utilities | 104987898.5 | 96522566 | 107079418 | 109170814 | 107178796 | 115955092 | 110212881 | 109523336 | 107082884 | 100995036 | 106661687 | 120425913 | 115074702 | 126031263 | 132831987 | 127367613 | 126444777 | 117918895 | 115755114 | 111855967 | 110564676 | 116176834 | 110536794 | 108716930 | 101780433 | 98729242 | 102015724 | 98752712 | 95737505 | 91779352 | 90809416 | 97565058
Georgia | ..Independent power producers | 15776009 | 17844243 | 15875597 | 14534305 | 14849891 | 12169799 | 13220514 | 11410724 | 9046649 | 16131407 | 13065835 | 12115416 | 9080363 | 5430762 | 6842949 | 5163848 | 4913311 | 3861395 | 3030843 | 4893512 | 1847369 | 1430873 | 513263 | 406684 | 218644 | 123791 | 315992 | 53284 | 10653 | 8020 | 7078 | 8020
Georgia | ..Combined heat and power, electric | 424292.5 | 503607 | 545796 | 289511 | 358256 | 493966 | 254593 | 208880 | 73393 | 380258 | 260774 | 178024 | 25308 | 113555 | 274279 | 177932 | 140773 | 32501 | 207241 | 388372 | 386085 | 663635 | 715946 | 791807 | 568074 | 0 | 0 | 0 | 0 | 0 | 0 | 0
Georgia | Electric power sector generation subtotal | 121188200 | 114870416 | 123500811 | 123994630 | 122386943 | 128618857 | 123687988 | 121142940 | 116202926 | 117506701 | 119988296 | 132719353 | 124180373 | 131575580 | 139949215 | 132709393 | 131498862 | 121812791 | 118993198 | 117137851 | 112798130 | 118271341 | 111766003 | 109915421 | 102567151 | 98853033 | 102331716 | 98805996 | 95748158 | 91787372 | 90816494 | 97573078
Georgia | ..Combined heat and power, commercial | 6002.25 | 4456 | 7030 | 6911 | 5612 | 7823 | 14056 | 29542 | 27628 | 30845 | 24936 | 22764 | 24142 | 1855 | 4180 | 3813 | 9857 | 3262 | 2983 | 2805 | 2818 | 23836 | 18986 | 17786 | 6242 | 6648 | 14296 | 3637 | 24483 | 3020 | 3452 | 2781
Georgia | ..Combined heat and power, industrial | 5183861.75 | 5251129 | 5183729 | 5237830 | 5062759 | 4753735 | 5115854 | 4664742 | 4723181 | 4768818 | 4736109 | 4834824 | 4493861 | 4595961 | 5201763 | 5297002 | 5159173 | 4996662 | 5080653 | 9371560 | 5515824 | 5582235 | 5553756 | 5390500 | 5052566 | 5460360 | 5532584 | 5546777 | 5674928 | 5567835 | 5353185 | 5110380
Georgia | Industrial and commercial generation subtotal | 5189864 | 5255585 | 5190758 | 5244742 | 5068371 | 4761559 | 5129910 | 4694284 | 4750808 | 4799663 | 4761045 | 4857588 | 4518004 | 4597815 | 5205943 | 5300815 | 5169030 | 4999924 | 5083636 | 9374365 | 5518642 | 5606071 | 5572742 | 5408285 | 5058808 | 5467008 | 5546880 | 5550414 | 5699410 | 5570854 | 5356636 | 5113161
Georgia | Total net generation | 126378063.75 | 120126001 | 128691569 | 129239371 | 127455314 | 133380416 | 128817898 | 125837224 | 120953734 | 122306364 | 124749341 | 137576941 | 128698376 | 136173395 | 145155158 | 138010208 | 136667892 | 126812715 | 124076834 | 126512216 | 118316772 | 123877412 | 117338745 | 115323706 | 107625959 | 104320041 | 107878596 | 104356410 | 101447569 | 97358227 | 96173130 | 102686239
Georgia | Total international imports | 0 | 0 | 0 | 0 | 0 | 0 | 0 | 0 | 0 | 0 | 0 | 0 | 0 | 0 | 0 | 0 | 0 | 0 | 0 | 0 | 0 | 0 | 0 | 0 | 0 | 0 | 0 | 0 | 0 | 0 | 0 | 0
Georgia | Net interstate imports | 23080369.25 | 25635669 | 23537317 | 23887860 | 19260631 | 18911293 | 21172896 | 23346370 | 23337561 | 22961660 | 25369501 | 17886922 | 16116262 | 14025574 | 8327167 | 12020046 | 10752011 | 18538738 | 13628955 | 11280078 | 12047226 | 9747182 | 9330599 | 8350336 | 6978930 | 9479853 | 402067 | 0 | 0 | 0 | 0 | 0
Georgia | Total supply | 149458433 | 145761670 | 152228886 | 153127231 | 146715945 | 152291709 | 149990794 | 149183594 | 144291295 | 145268024 | 150118842 | 155463863 | 144814638 | 150198969 | 153482325 | 150030254 | 147419903 | 145351453 | 137705789 | 137792294 | 130363998 | 133624594 | 126669344 | 123674042 | 114604889 | 113799894 | 108280663 | 104356410 | 101447569 | 97358227 | 96173130 | 102686239
Georgia | Disposition | 0 0: 0
Georgia | Sales to ultimate customers | 0 0: 0
Georgia | ..Full service providers | 136480440.25 | 133428786 | 139251237 | 139810336 | 133431402 | 138085955 | 135856610 | 135767778 | 130491275 | 130978872 | 136371149 | 140671580 | 130765505 | 135173514 | 137453878 | 134834168 | 132265452 | 129465784 | 123676657 | 123789078 | 117790473 | 119185076 | 112655746 | 110720323 | 102249914 | 101307136 | 96192170 | 89913084 | 89191041 | 83391431 | 81539086 | 80440116
Georgia | ..Energy-only providers | 0 | 0 | 0 | 0 | 0 | 0 | 0 | 0 | 0 | 0 | 0 | 0 | 0 | 0 | 0 | 0 | 0 | 0 | 0 | 0 | 0 | 0 | 0 | 0 | 0 | 0 | 0 | 0 | 0 | 0 | 0 | 0
Georgia | ..Facility direct sales | 43016.25 | 41356 | 49753 | 55738 | 25218 | 26284 | 21605 | 22154 | 6195 | 0 | 0 | 0 | 0 | 0 | 0 | 0 | 0 | 0 | 0 | 0 | 0 | 0 | 0 | 0 | 0 | 0 | 0 | 0 | 0 | 0 | 0 | 0
Georgia | Total electric industry sales | 136523456.5 | 133470142 | 139300990 | 139866074 | 133456620 | 138112239 | 135878215 | 135789932 | 130497470 | 130978872 | 136371149 | 140671580 | 130765505 | 135173514 | 137453878 | 134834168 | 132265452 | 129465784 | 123676657 | 123789078 | 117790473 | 119185076 | 112655746 | 110720323 | 102249914 | 101307136 | 96192170 | 89913084 | 89191041 | 83391431 | 81539086 | 80440116
Georgia | Direct use | 5177403.5 | 5157107 | 5162164 | 5278713 | 5111630 | 5290620 | 5256855 | 4565846 | 4814959 | 4956342 | 4456905 | 4867547 | 4546158 | 4649564 | 5137962 | 5421307 | 5092074 | 5562700 | 5556906 | 5487228 | 5370484 | 5609740 | 5590684 | 5422551 | 5630402 | 5471688 | 5542991 | 5535818 | 5677444 | 5539276 | 5338036 | 5105372
Georgia | Total international exports | 0 | 0 | 0 | 0 | 0 | 0 | 0 | 0 | 0 | 0 | 0 | 0 | 0 | 0 | 0 | 0 | 0 | 0 | 0 | 0 | 0 | 0 | 0 | 0 | 0 | 0 | 0 | 0 | 0 | 0 | 0 | 0
Georgia | Estimated losses | 7365189.25 | 7433522 | 7553441 | 7213964 | 7259830 | 7208227 | 6776714 | 7070573 | 7010277 | 7093025 | 8426869 | 8690376 | 8324195 | 8610619 | 8699796 | 8742495 | 8840059 | 9486734 | 9081345 | 9285372 | 9211623 | 9270605 | 8838083 | 7873067 | 7709330 | 7863631 | 7341890 | 6830367 | 7138284 | 6592408 | 6260962 | 6107078
Georgia | Unaccounted | 392384 | -299101 | 212291 | 768481 | 887865 | 1680622 | 2079010 | 1757242 | 1968589 | 2239786 | 863919 | 1234360 | 1178780 | 1765272 | 2190689 | 0 | 0 | 0 | 0 | 0 | 0 | 0 | 0 | 0 | 0 | 0 | 0 | 0 | 0 | 0 | 0 | 0
Georgia | Net interstate exports | 0 | 0 | 0 | 0 | 0 | 0 | 0 | 0 | 0 | 0 | 0 | 0 | 0 | 0 | 0 | 0 | 0 | 0 | 0 | 0 | 0 | 0 | 0 | 0 | 0 | 0 | 0 | 3509292 | 954161 | 3511996 | 4841663 | 12566626
Georgia | Total disposition | 149458433 | 145761670 | 152228886 | 153127231 | 146715945 | 152291709 | 149990794 | 149183594 | 144291295 | 145268024 | 150118842 | 155463863 | 144814638 | 150198969 | 153482325 | 150030254 | 147419903 | 145351453 | 137705789 | 137792294 | 130363998 | 133624594 | 126669344 | 123674042 | 114604889 | 113799894 | 108280663 | 104356410 | 101447569 | 97358227 | 96173130 | 102686239
Georgia | Net interstate trade | -23080369.25 | -25635669 | -23537317 | -23887860 | -19260631 | -18911293 | -21172896 | -23346370 | -23337561 | -22961660 | -25369501 | -17886922 | -16116262 | -14025574 | -8327167 | -12020046 | -10752011 | -18538738 | -13628955 | -11280078 | -12047226 | -9747182 | -9330599 | -8350336 | -6978930 | -9479853 | -402067 | 3509292 | 954161 | 3511996 | 4841663 | 12566626
Georgia | Net trade index (ratio) | 0.845 | 0.82 | 0.85 | 0.84 | 0.87 | 0.88 | 0.86 | 0.84 | 0.84 | 0.84 | 0.83 | 0.88 | 0.89 | 0.91 | 0.95 | 0.92 | 0.93 | 0.87 | 0.9 | 0.92 | 0.91 | 0.93 | 0.93 | 0.93 | 0.94 | 0.92 | 1 | 1.03 | 1.01 | 1.04 | 1.05 | 1.14
Georgia | Facility Direct Sales are electricity sales from non utility power producers which reported electricity sales to an ultimate customer. Net Interstate Trade = Total Supply - (Total Electric Industry Sales + Direct Use + Total International Exports (if applies) + Estimated Losses). Net Trade Index is the sum of Total Supply / (Total Disposition - Net Interstate Trade). A negative Net Interstate Trade value indicates a net import of electric power. Notes: Totals may not equal sum of components because of independent rounding. Estimated Losses are reported at the utility level, and then allocated to States based on the utility`s salesto ultimate customers by State. Reported losses may include electricity unaccounted for by the utility. Direct use is commercial or industrial use of electricity that (1) is self-generated (2) is produced by either the same entity that consumes the power or an affiliate,and (3) is used in direct support of a service or industrial process located within the same facility or group of facilities that houses the generating equipment. Direct use is exclusive of station use. Beginning with publication year 2010, Total disposition has been reorganized to include Net Interstate Trade. Therefore, Total Disposition equals Total Supply. Sources: U.S. Energy Information Administration, Form EIA-923, Power Plant Operations Report and predecessor forms. U.S. Energy Information Administration,Form EIA-860, Annual Electric Generator Report. U.S. Energy Information Administration, Form EIA-861, Annual Electric Power Industry Report. Form EIA-111, Quarterly Imports and Exports Report. | 0 0: 0
Georgia | Table 10. Supply and disposition of electricity, 1990 through 2020 | 0 | Column2 | Column3 | Column4 | Column5 | Column6 | Column7 | Column8 | Column9 | Column10 | Column11 | Column12 | Column13 | Column14 | Column15 | Column16 | Column17 | Column18 | Column19 | Column20 | Column21 | Column22 | Column23 | Column24 | Column25 | Column26 | Column27 | Column28 | Column29 | Column30 | Column31 | Column32
| Hawaii | 0 0: 0
Hawaii | megawatthours | 0 0: 0
Hawaii | Category | 0 | Year 2020 | Year 2019 | Year 2018 | Year 2017 | Year 2016 | Year 2015 | Year 2014 | Year 2013 | Year 2012 | Year 2011 | Year 2010 | Year 2009 | Year 2008 | Year 2007 | Year 2006 | Year 2005 | Year 2004 | Year 2003 | Year 2002 | Year 2001 | Year 2000 | Year 1999 | Year 1998 | Year 1997 | Year 1996 | Year 1995 | Year 1994 | Year 1993 | Year 1992 | Year 1991 | Year 1990
Hawaii | Supply | 0 0: 0
Hawaii | Generation | 0 0: 0
Hawaii | ..Electric utilities | 5155426 | 4851252 | 5251860 | 5296030 | 5222562 | 5218132 | 5492172 | 5517389 | 5748256 | 6012748 | 6376331 | 6416068 | 6509550 | 6700636 | 6928397 | 7040473 | 6915159 | 6982469 | 6493205 | 7513051 | 6383088 | 6534692 | 6452068 | 6301169 | 6212643 | 6420195 | 6190584 | 6055087 | 6083815 | 6861255 | 7333192 | 7996096
Hawaii | ..Independent power producers | 1239956.25 | 1310133 | 1234655 | 1215278 | 1199759 | 1162788 | 1137735 | 1062111 | 983145 | 902627 | 808653 | 761548 | 803741 | 900933 | 507515 | 349246 | 279684 | 266841 | 551293 | 400254 | 521238 | 656302 | 602821 | 647104 | 656259 | 606406 | 641017 | 622693 | 512344 | 408419 | 376591 | 385510
Hawaii | ..Combined heat and power, electric | 2551640.75 | 2295336 | 2578627 | 2607156 | 2725444 | 2808236 | 2688088 | 2791485 | 2789803 | 2826474 | 2827766 | 2945122 | 3121676 | 3190375 | 3524900 | 3566361 | 3769263 | 3568387 | 3640052 | 3288683 | 3224984 | 2859573 | 2782036 | 2789931 | 2868654 | 2931878 | 2808819 | 2713002 | 2584600 | 1760038 | 145716 | 542289
Hawaii | Electric power sector generation subtotal | 8947023 | 8456721 | 9065142 | 9118464 | 9147765 | 9189156 | 9317995 | 9370985 | 9521204 | 9741849 | 10012750 | 10122738 | 10434967 | 10791944 | 10960812 | 10956080 | 10964106 | 10817697 | 10684550 | 11201988 | 10129310 | 10050567 | 9836925 | 9738204 | 9737556 | 9958479 | 9640419 | 9390783 | 9180760 | 9029712 | 7855500 | 8923895
Hawaii | ..Combined heat and power, commercial | 387686 | 367190 | 413081 | 397634 | 372839 | 405150 | 374653 | 382607 | 359777 | 301196 | 317726 | 312807 | 323031 | 329887 | 304121 | 338649 | 292932 | 325256 | 0 | 0 | 0 | 0 | 0 | 0 | 0 | 0 | 0 | 0 | 0 | 0 | 0 | 0
Hawaii | ..Combined heat and power, industrial | 274980.75 | 255108 | 271776 | 280675 | 292364 | 354539 | 426852 | 450566 | 386071 | 426224 | 392857 | 400491 | 252535 | 254554 | 268417 | 264445 | 265767 | 267450 | 291822 | 461082 | 503785 | 542837 | 567004 | 489878 | 574690 | 669415 | 663563 | 718119 | 762927 | 814750 | 847736 | 778856
Hawaii | Industrial and commercial generation subtotal | 662666.75 | 622298 | 684857 | 678309 | 665203 | 759689 | 801505 | 833173 | 745848 | 727420 | 710583 | 713298 | 575566 | 584441 | 572538 | 603094 | 558699 | 592706 | 291822 | 461082 | 503785 | 542837 | 567004 | 489878 | 574690 | 669415 | 663563 | 718119 | 762927 | 814750 | 847736 | 778856
Hawaii | Total net generation | 9609689.5 | 9079019 | 9749998 | 9796773 | 9812968 | 9948845 | 10119500 | 10204158 | 10267052 | 10469269 | 10723333 | 10836036 | 11010533 | 11376385 | 11533350 | 11559174 | 11522805 | 11410403 | 10976371 | 11663069 | 10633095 | 10593405 | 10403928 | 10228082 | 10312247 | 10627894 | 10303982 | 10108901 | 9943687 | 9844463 | 8703236 | 9702751
Hawaii | Total international imports | 0 | 0 | 0 | 0 | 0 | 0 | 0 | 0 | 0 | 0 | 0 | 0 | 0 | 0 | 0 | 0 | 0 | 0 | 0 | 0 | 0 | 0 | 0 | 0 | 0 | 0 | 0 | 0 | 0 | 0 | 0 | 0
Hawaii | Net interstate imports | 0 | 0 | 0 | 0 | 0 | 0 | 0 | 0 | 0 | 0 | 0 | 0 | 0 | 0 | 0 | 0 | 0 | 0 | 0 | 0 | 0 | 0 | 0 | 0 | 0 | 0 | 0 | 0 | 0 | 0 | 0 | 0
Hawaii | Total supply | 9609689.5 | 9079019 | 9749998 | 9796773 | 9812968 | 9948845 | 10119500 | 10204158 | 10267052 | 10469269 | 10723333 | 10836036 | 11010533 | 11376385 | 11533350 | 11559174 | 11522805 | 11410403 | 10976371 | 11663069 | 10633095 | 10593405 | 10403928 | 10228082 | 10312247 | 10627894 | 10303982 | 10108901 | 9943687 | 9844463 | 8703236 | 9702751
Hawaii | Disposition | 0 0: 0
Hawaii | Sales to ultimate customers | 0 0: 0
Hawaii | ..Full service providers | 9179383.75 | 8723519 | 9384633 | 9306603 | 9302780 | 9437147 | 9503226 | 9467338 | 9500991 | 9639157 | 9961653 | 10013104 | 10125934 | 10390011 | 10585038 | 10567912 | 10538505 | 10510253 | 10206410 | 9891638 | 9784563 | 9690596 | 9381139 | 9261071 | 9363099 | 9378961 | 9187608 | 8948422 | 8657911 | 8666889 | 8524087 | 8310537
Hawaii | ..Energy-only providers | 0 | 0 | 0 | 0 | 0 | 0 | 0 | 0 | 0 | 0 | 0 | 0 | 0 | 0 | 0 | 0 | 0 | 0 | 0 | 0 | 0 | 0 | 0 | 0 | 0 | 0 | 0 | 0 | 0 | 0 | 0 | 0
Hawaii | ..Facility direct sales | 48368.75 | 73242 | 68254 | 30558 | 21421 | 8242 | 8126 | 8114 | 2173 | 0 | 0 | 3405 | 251 | 268 | 261 | 0 | 405 | 221267 | 184426 | 8256 | 0 | 0 | 0 | 0 | 0 | 0 | 0 | 0 | 0 | 0 | 0 | 0
Hawaii | Total electric industry sales | 9227752.5 | 8796761 | 9452887 | 9337161 | 9324201 | 9445389 | 9511352 | 9475452 | 9503164 | 9639157 | 9961653 | 10016509 | 10126185 | 10390279 | 10585299 | 10567912 | 10538910 | 10731520 | 10390836 | 9899894 | 9784563 | 9690596 | 9381139 | 9261071 | 9363099 | 9378961 | 9187608 | 8948422 | 8657911 | 8666889 | 8524087 | 8310537
Hawaii | Direct use | 463433.25 | 342102 | 411519 | 431799 | 668313 | 733841 | 526917 | 538800 | 426369 | 402384 | 507899 | 471529 | 524094 | 395634 | 338176 | 365273 | 398184 | 480616 | 480116 | 474096 | 464009 | 485049 | 518935 | 432239 | 469097 | 563960 | 571753 | 599348 | 753131 | 606883 | 588512 | 557728
Hawaii | Total international exports | 0 | 0 | 0 | 0 | 0 | 0 | 0 | 0 | 0 | 0 | 0 | 0 | 0 | 0 | 0 | 0 | 0 | 0 | 0 | 0 | 0 | 0 | 0 | 0 | 0 | 0 | 0 | 0 | 0 | 0 | 0 | 0
Hawaii | Estimated losses | 497828 | 489929 | 512572 | 481589 | 507222 | 492965 | 474364 | 493386 | 510507 | 521999 | 615567 | 618798 | 644607 | 661866 | 669970 | 685211 | 704376 | 786363 | 762980 | 742587 | 765187 | 753767 | 735970 | 658533 | 705949 | 728011 | 701246 | 679779 | 692924 | 685150 | 654521 | 630943
Hawaii | Unaccounted | -579324.25 | -549773 | -626980 | -453776 | -686768 | -723350 | -393133 | -303480 | -172987 | -94271 | -361786 | -270800 | -284353 | -71394 | -60095 | 0 | 0 | 0 | 0 | 0 | 0 | 0 | 0 | 0 | 0 | 0 | 0 | 0 | 0 | 0 | 0 | 0
Hawaii | Net interstate exports | 0 | 0 | 0 | 0 | 0 | 0 | 0 | 0 | 0 | 0 | 0 | 0 | 0 | 0 | 0 | 0 | 0 | 0 | 0 | 0 | 0 | 0 | 0 | 0 | 0 | 0 | 0 | 0 | 0 | 0 | 0 | 0
Hawaii | Total disposition | 9609689.5 | 9079019 | 9749998 | 9796773 | 9812968 | 9948845 | 10119500 | 10204158 | 10267052 | 10469269 | 10723333 | 10836036 | 11010533 | 11376385 | 11533350 | 11559174 | 11522805 | 11410403 | 10976371 | 11663069 | 10633095 | 10593405 | 10403928 | 10228082 | 10312247 | 10627894 | 10303982 | 10108901 | 9943687 | 9844463 | 8703236 | 9702751
Hawaii | Net interstate trade | 0 | 0 | 0 | 0 | 0 | 0 | 0 | 0 | 0 | 0 | 0 | 0 | 0 | 0 | 0 | 0 | 0 | 0 | 0 | 0 | 0 | 0 | 0 | 0 | 0 | 0 | 0 | 0 | 0 | 0 | 0 | 0
Hawaii | Net trade index (ratio) | bar: 0 0 to 0 Column32
Hawaii | Facility Direct Sales are electricity sales from non utility power producers which reported electricity sales to an ultimate customer. Net Interstate Trade = Total Supply - (Total Electric Industry Sales + Direct Use + Total International Exports (if applies) + Estimated Losses). Net Trade Index is the sum of Total Supply / (Total Disposition - Net Interstate Trade). A negative Net Interstate Trade value indicates a net import of electric power. Notes: Totals may not equal sum of components because of independent rounding. Estimated Losses are reported at the utility level, and then allocated to States based on the utility`s salesto ultimate customers by State. Reported losses may include electricity unaccounted for by the utility. Direct use is commercial or industrial use of electricity that (1) is self-generated (2) is produced by either the same entity that consumes the power or an affiliate,and (3) is used in direct support of a service or industrial process located within the same facility or group of facilities that houses the generating equipment. Direct use is exclusive of station use. Beginning with publication year 2010, Total disposition has been reorganized to include Net Interstate Trade. Therefore, Total Disposition equals Total Supply. Sources: U.S. Energy Information Administration, Form EIA-923, Power Plant Operations Report and predecessor forms. U.S. Energy Information Administration,Form EIA-860, Annual Electric Generator Report. U.S. Energy Information Administration, Form EIA-861, Annual Electric Power Industry Report. Form EIA-111, Quarterly Imports and Exports Report. | 0 0: 0
Hawaii | Table 10. Supply and disposition of electricity, 1990 through 2020 | 0 | Column2 | Column3 | Column4 | Column5 | Column6 | Column7 | Column8 | Column9 | Column10 | Column11 | Column12 | Column13 | Column14 | Column15 | Column16 | Column17 | Column18 | Column19 | Column20 | Column21 | Column22 | Column23 | Column24 | Column25 | Column26 | Column27 | Column28 | Column29 | Column30 | Column31 | Column32
| Idaho | 0 0: 0
Idaho | megawatthours | 0 0: 0
Idaho | Category | 0 | Year 2020 | Year 2019 | Year 2018 | Year 2017 | Year 2016 | Year 2015 | Year 2014 | Year 2013 | Year 2012 | Year 2011 | Year 2010 | Year 2009 | Year 2008 | Year 2007 | Year 2006 | Year 2005 | Year 2004 | Year 2003 | Year 2002 | Year 2001 | Year 2000 | Year 1999 | Year 1998 | Year 1997 | Year 1996 | Year 1995 | Year 1994 | Year 1993 | Year 1992 | Year 1991 | Year 1990
Idaho | Supply | 0 0: 0
Idaho | Generation | 0 0: 0
Idaho | ..Electric utilities | 11653942 | 11278159 | 11985807 | 11904458 | 11447344 | 9995014 | 10165624 | 9628016 | 9600216 | 10633123 | 12616029 | 8589208 | 9977502 | 8893983 | 8611890 | 10495090 | 8032438 | 7765655 | 7732812 | 8164140 | 6666589 | 10114257 | 12456120 | 11978079 | 13511823 | 12230805 | 10062854 | 7303193 | 9022654 | 6260025 | 8281502 | 8617977
Idaho | ..Independent power producers | 5557974.75 | 5681809 | 5681596 | 5596317 | 5272177 | 4850359 | 4711210 | 4819027 | 4812407 | 4108585 | 3180422 | 2673659 | 2324071 | 2361375 | 2098489 | 2042191 | 1894532 | 2174537 | 1787788 | 681414 | 1696243 | 855230 | 1043186 | 957724 | 1163899 | 1052688 | 926791 | 612991 | 692934 | 394427 | 464088 | 497628
Idaho | ..Combined heat and power, electric | 90633.5 | 73453 | 95588 | 98422 | 95071 | 166375 | 174922 | 178352 | 164007 | 165579 | 149567 | 156031 | 192033 | 134085 | 177332 | 213884 | 240043 | 247566 | 244575 | 244565 | 201283 | 193680 | 208789 | 214535 | 205317 | 97711 | 79329 | 81259 | 83127 | 81173 | 81449 | 80993
Idaho | Electric power sector generation subtotal | 17302550.25 | 17033421 | 17762991 | 17599197 | 16814592 | 15011748 | 15051756 | 14625395 | 14576630 | 14907287 | 15946018 | 11418898 | 12493606 | 11389443 | 10887711 | 12751165 | 10167013 | 10187758 | 9765175 | 9090119 | 8564115 | 11163167 | 13708095 | 13150338 | 14881039 | 13381204 | 11068974 | 7997443 | 9798715 | 6735625 | 8827039 | 9196598
Idaho | ..Combined heat and power, commercial | 58910 | 69058 | 64586 | 50302 | 51694 | 50583 | 23348 | 4838 | 0 | 0 | 0 | 0 | 0 | 0 | 0 | 0 | 0 | 0 | 0 | 0 | 0 | 0 | 0 | 0 | 0 | 0 | 0 | 0 | 0 | 0 | 0 | 0
Idaho | ..Combined heat and power, industrial | 554062.5 | 583656 | 580235 | 522621 | 529738 | 598607 | 591990 | 554183 | 609498 | 591802 | 622768 | 605667 | 606546 | 581110 | 596380 | 634920 | 657971 | 675281 | 657761 | 696814 | 782825 | 747275 | 728554 | 758335 | 707971 | 708603 | 775631 | 729354 | 734718 | 727380 | 601580 | 494879
Idaho | Industrial and commercial generation subtotal | 612972.5 | 652714 | 644821 | 572923 | 581432 | 649190 | 615338 | 559021 | 609498 | 591802 | 622768 | 605667 | 606546 | 581110 | 596380 | 634920 | 657971 | 675281 | 657761 | 696814 | 782825 | 747275 | 728554 | 758335 | 707971 | 708603 | 775631 | 729354 | 734718 | 727380 | 601580 | 494879
Idaho | Total net generation | 17915522.75 | 17686135 | 18407812 | 18172120 | 17396024 | 15660938 | 15667095 | 15184417 | 15186128 | 15499089 | 16568786 | 12024564 | 13100152 | 11970553 | 11484091 | 13386085 | 10824984 | 10863039 | 10422935 | 9786933 | 9346940 | 11910442 | 14436649 | 13908673 | 15589010 | 14089807 | 11844605 | 8726797 | 10533433 | 7463005 | 9428618 | 9691477
Idaho | Total international imports | 13304 | 0 | 0 | 33966 | 19250 | 12656 | 19104 | 17008 | 16237 | 34579 | 29406 | 4781 | 14317 | 54262 | 100404 | 39888 | 89112 | 32781 | 1943 | 626 | 4669 | 126751 | 86032 | 148443 | 169813 | 170361 | 2798 | 67315 | 0 | 263031 | 144321 | 106388
Idaho | Net interstate imports | 8062980.75 | 8733535 | 7567975 | 7496834 | 8453579 | 9511181 | 9514335 | 10155326 | 11304730 | 10479692 | 8919739 | 12957418 | 11974571 | 14412979 | 14772204 | 11900761 | 13442088 | 13542316 | 13200483 | 13253995 | 14000508 | 13563780 | 11048092 | 10602499 | 9340466 | 10206554 | 10237665 | 13501333 | 10558104 | 13664637 | 10639243 | 10371225
Idaho | Total supply | 25991807.5 | 26419670 | 25975787 | 25702920 | 25868853 | 25184775 | 25200534 | 25356751 | 26507095 | 26013360 | 25517931 | 24986763 | 25089040 | 26437794 | 26356699 | 25326734 | 24356184 | 24438136 | 23625361 | 23041554 | 23352117 | 25600973 | 25570773 | 24659615 | 25099289 | 24466722 | 22085068 | 22295445 | 21091537 | 21390673 | 20212182 | 20169090
Idaho | Disposition | 0 0: 0
Idaho | Sales to ultimate customers | 0 0: 0
Idaho | ..Full service providers | 23998481.25 | 24461352 | 23985275 | 23753508 | 23793790 | 23048310 | 23058814 | 23233284 | 24114935 | 23493407 | 23120064 | 22687678 | 22753779 | 23893313 | 23755186 | 22761749 | 21852681 | 21767415 | 21213802 | 20699666 | 21096017 | 22834099 | 21846394 | 21276346 | 21235282 | 21119253 | 19619846 | 19878615 | 18719840 | 19008207 | 18045604 | 18003422
Idaho | ..Energy-only providers | 0 | 0 | 0 | 0 | 0 | 0 | 0 | 0 | 0 | 0 | 0 | 0 | 0 | 0 | 0 | 0 | 0 | 41 | 0 | 0 | 0 | 0 | 876000 | 800607 | 1158549 | 662019 | 0 | 0 | 0 | 0 | 0 | 0
Idaho | ..Facility direct sales | 0 | 0 | 0 | 0 | 0 | 14651 | 0 | 0 | 93121 | 218452 | 151660 | 109990 | 0 | 8177 | 0 | 0 | 0 | 0 | 4883 | 0 | 0 | 0 | 0 | 0 | 0 | 0 | 0 | 0 | 0 | 0 | 0 | 0
Idaho | Total electric industry sales | 23998481.25 | 24461352 | 23985275 | 23753508 | 23793790 | 23062961 | 23058814 | 23233284 | 24208056 | 23711859 | 23271724 | 22797668 | 22753779 | 23901490 | 23755186 | 22761749 | 21852681 | 21767456 | 21218685 | 20699666 | 21096017 | 22834099 | 22722394 | 22076953 | 22393831 | 21781272 | 19619846 | 19878615 | 18719840 | 19008207 | 18045604 | 18003422
Idaho | Direct use | 626331 | 650778 | 653384 | 582881 | 618281 | 635665 | 633465 | 583865 | 609028 | 591218 | 614189 | 552273 | 623181 | 612952 | 663124 | 604855 | 550252 | 711211 | 710470 | 701562 | 686636 | 687817 | 664687 | 772803 | 718779 | 657130 | 717375 | 674830 | 693243 | 662610 | 590690 | 431263
Idaho | Total international exports | 3752.5 | 0 | 0 | 10869 | 4141 | 1826 | 5420 | 29187 | 24378 | 20711 | 46546 | 28389 | 58520 | 88678 | 56263 | 0 | 0 | 0 | 0 | 525 | 4484 | 862 | 22339 | 70 | 100 | 0 | 0 | 0 | 0 | 0 | 0 | 0
Idaho | Estimated losses | 1295606.75 | 1362357 | 1300575 | 1225150 | 1294345 | 1203681 | 1150022 | 1209756 | 1300448 | 1284091 | 1438044 | 1408389 | 1448447 | 1522537 | 1503525 | 1475846 | 1460540 | 1595032 | 1558048 | 1552674 | 1649782 | 1776111 | 1782620 | 1569842 | 1688426 | 1690699 | 1497490 | 1510106 | 1498217 | 1502671 | 1385628 | 1366834
Idaho | Unaccounted | 67635.75 | -54817 | 36553 | 130511 | 158296 | 280642 | 352812 | 300659 | 365185 | 405481 | 147428 | 200044 | 205113 | 312137 | 378601 | 0 | 0 | 0 | 0 | 0 | 0 | 0 | 0 | 0 | 0 | 0 | 0 | 0 | 0 | 0 | 0 | 0
Idaho | Net interstate exports | 0 | 0 | 0 | 0 | 0 | 0 | 0 | 0 | 0 | 0 | 0 | 0 | 0 | 0 | 0 | 0 | 0 | 0 | 0 | 0 | 0 | 0 | 0 | 0 | 0 | 0 | 0 | 0 | 0 | 0 | 0 | 0
Idaho | Total disposition | 25991807.5 | 26419670 | 25975787 | 25702920 | 25868853 | 25184775 | 25200534 | 25356751 | 26507095 | 26013360 | 25517931 | 24986763 | 25089040 | 26437794 | 26356699 | 25326734 | 24356184 | 24438136 | 23625361 | 23041554 | 23352117 | 25600973 | 25570773 | 24659615 | 25099289 | 24466722 | 22085068 | 22295445 | 21091537 | 21390673 | 20212182 | 20169090
Idaho | Net interstate trade | -8062980.75 | -8733535 | -7567975 | -7496834 | -8453579 | -9511181 | -9514335 | -10155326 | -11304730 | -10479692 | -8919739 | -12957418 | -11974571 | -14412979 | -14772204 | -11900761 | -13442088 | -13542316 | -13200483 | -13253995 | -14000508 | -13563780 | -11048092 | -10602499 | -9340466 | -10206554 | -10237665 | -13501333 | -10558104 | -13664637 | -10639243 | -10371225
Idaho | Net trade index (ratio) | 0.69 | 0.67 | 0.71 | 0.71 | 0.67 | 0.62 | 0.62 | 0.6 | 0.57 | 0.6 | 0.65 | 0.48 | 0.52 | 0.45 | 0.44 | 0.53 | 0.45 | 0.45 | 0.44 | 0.42 | 0.4 | 0.47 | 0.57 | 0.57 | 0.63 | 0.58 | 0.54 | 0.39 | 0.5 | 0.36 | 0.47 | 0.49
Idaho | Facility Direct Sales are electricity sales from non utility power producers which reported electricity sales to an ultimate customer. Net Interstate Trade = Total Supply - (Total Electric Industry Sales + Direct Use + Total International Exports (if applies) + Estimated Losses). Net Trade Index is the sum of Total Supply / (Total Disposition - Net Interstate Trade). A negative Net Interstate Trade value indicates a net import of electric power. Notes: Totals may not equal sum of components because of independent rounding. Estimated Losses are reported at the utility level, and then allocated to States based on the utility`s salesto ultimate customers by State. Reported losses may include electricity unaccounted for by the utility. Direct use is commercial or industrial use of electricity that (1) is self-generated (2) is produced by either the same entity that consumes the power or an affiliate,and (3) is used in direct support of a service or industrial process located within the same facility or group of facilities that houses the generating equipment. Direct use is exclusive of station use. Beginning with publication year 2010, Total disposition has been reorganized to include Net Interstate Trade. Therefore, Total Disposition equals Total Supply. Sources: U.S. Energy Information Administration, Form EIA-923, Power Plant Operations Report and predecessor forms. U.S. Energy Information Administration,Form EIA-860, Annual Electric Generator Report. U.S. Energy Information Administration, Form EIA-861, Annual Electric Power Industry Report. Form EIA-111, Quarterly Imports and Exports Report. | 0 0: 0
Idaho | Table 10. Supply and disposition of electricity, 1990 through 2020 | 0 | Column2 | Column3 | Column4 | Column5 | Column6 | Column7 | Column8 | Column9 | Column10 | Column11 | Column12 | Column13 | Column14 | Column15 | Column16 | Column17 | Column18 | Column19 | Column20 | Column21 | Column22 | Column23 | Column24 | Column25 | Column26 | Column27 | Column28 | Column29 | Column30 | Column31 | Column32
| Illinois | 0 0: 0
Illinois | megawatthours | 0 0: 0
Illinois | Category | 0 | Year 2020 | Year 2019 | Year 2018 | Year 2017 | Year 2016 | Year 2015 | Year 2014 | Year 2013 | Year 2012 | Year 2011 | Year 2010 | Year 2009 | Year 2008 | Year 2007 | Year 2006 | Year 2005 | Year 2004 | Year 2003 | Year 2002 | Year 2001 | Year 2000 | Year 1999 | Year 1998 | Year 1997 | Year 1996 | Year 1995 | Year 1994 | Year 1993 | Year 1992 | Year 1991 | Year 1990
Illinois | Supply | 0 0: 0
Illinois | Generation | 0 0: 0
Illinois | ..Electric utilities | 5021372.25 | 4376836 | 5192373 | 5449803 | 5066477 | 5190971 | 4428539 | 10457398 | 11571734 | 12424396 | 12242294 | 12418332 | 10633876 | 3811235 | 9977633 | 11094235 | 10767684 | 19184751 | 9563746 | 17149913 | 29835014 | 113565741 | 149807865 | 131273709 | 131138327 | 144116009 | 145165161 | 137745525 | 140081020 | 124824093 | 127851375 | 126977389
Illinois | ..Independent power producers | 173527502.25 | 165165220 | 175620771 | 178663419 | 174660599 | 178446052 | 185678684 | 187753883 | 187568580 | 181393636 | 183445309 | 185277996 | 179908306 | 192079944 | 186235428 | 177412285 | 179260231 | 168824103 | 175639752 | 166769362 | 145621029 | 60976699 | 9608640 | 3521052 | 317891 | 332746 | 280255 | 286075 | 273532 | 218536 | 223111 | 209716
Illinois | ..Combined heat and power, electric | 689356 | 673638 | 713981 | 677659 | 692146 | 622802 | 694033 | 606391 | 560597 | 627657 | 501770 | 484903 | 531194 | 552207 | 618522 | 592527 | 617840 | 550937 | 582077 | 863157 | 832607 | 788419 | 894504 | 293627 | 281664 | 34283 | 33709 | 42545 | 42089 | 37664 | 37664 | 37664
Illinois | Electric power sector generation subtotal | 179238230.5 | 170215694 | 181527125 | 184790881 | 180419222 | 184259824 | 190801256 | 198817672 | 199700911 | 194445688 | 196189372 | 198181231 | 191073375 | 196443385 | 196831583 | 189099047 | 190645755 | 188559791 | 185785574 | 184782432 | 176288650 | 175330859 | 160311008 | 135088388 | 131737883 | 144483038 | 145479125 | 138074145 | 140396641 | 125080293 | 128112150 | 127224769
Illinois | ..Combined heat and power, commercial | 408101 | 430854 | 363305 | 405237 | 433008 | 353985 | 489066 | 537517 | 643714 | 491623 | 447408 | 432188 | 440215 | 523360 | 535511 | 497628 | 505850 | 578894 | 301188 | 389597 | 247966 | 251069 | 249544 | 269841 | 289332 | 258788 | 288263 | 307394 | 293151 | 134940 | 102433 | 70055
Illinois | ..Combined heat and power, industrial | 2718545 | 2747977 | 2579622 | 2807239 | 2739342 | 2675322 | 2661717 | 2788689 | 2660295 | 2628051 | 2862947 | 2738453 | 2350767 | 2508433 | 2893587 | 2830284 | 2968541 | 2819094 | 2968497 | 2882420 | 2712656 | 2914154 | 2849965 | 3106334 | 3113554 | 2991200 | 2890545 | 2917757 | 2763299 | 2830994 | 2059762 | 2097648
Illinois | Industrial and commercial generation subtotal | 3126646 | 3178832 | 2942927 | 3212476 | 3172349 | 3029307 | 3150784 | 3326206 | 3304009 | 3119673 | 3310356 | 3170641 | 2790982 | 3031792 | 3429098 | 3327911 | 3474391 | 3397988 | 3269686 | 3272017 | 2960622 | 3165223 | 3099510 | 3376175 | 3402887 | 3249988 | 3178808 | 3225151 | 3056450 | 2965934 | 2162195 | 2167702
Illinois | Total net generation | 182364876.25 | 173394525 | 184470052 | 188003357 | 183591571 | 187289131 | 193952040 | 202143878 | 203004919 | 197565362 | 199499728 | 201351872 | 193864357 | 199475178 | 200260681 | 192426958 | 194120146 | 191957778 | 189055260 | 188054449 | 179249272 | 178496081 | 163410518 | 138464563 | 135140769 | 147733026 | 148657933 | 141299296 | 143453091 | 128046228 | 130274345 | 129392471
Illinois | Total international imports | 6620.75 | 0 | 0 | 24285 | 2198 | 0 | 0 | 0 | 0 | 5610 | 150 | 633 | 9468 | 52802 | 66366 | 0 | 1138 | 2104 | 0 | 0 | 0 | 0 | 0 | 0 | 0 | 0 | 0 | 0 | 0 | 0 | 0 | 0
Illinois | Net interstate imports | 0 | 0 | 0 | 0 | 0 | 0 | 0 | 0 | 0 | 0 | 0 | 0 | 0 | 0 | 0 | 0 | 0 | 0 | 0 | 0 | 0 | 0 | 0 | 8637603 | 7148924 | 0 | 0 | 0 | 0 | 0 | 623992 | 0
Illinois | Total supply | 182371497 | 173394525 | 184470052 | 188027642 | 183593769 | 187289131 | 193952040 | 202143878 | 203004919 | 197570972 | 199499878 | 201352505 | 193873825 | 199527980 | 200327047 | 192426958 | 194121284 | 191959882 | 189055260 | 188054449 | 179249272 | 178496081 | 163410518 | 147102166 | 142289693 | 147733026 | 148657933 | 141299296 | 143453091 | 128046228 | 130898337 | 129392471
Illinois | Disposition | 0 0: 0
Illinois | Sales to ultimate customers | 0 0: 0
Illinois | ..Full service providers | 50206364.75 | 50105868 | 49968979 | 51822364 | 48928248 | 48858535 | 45094485 | 42811128 | 43479152 | 61243585 | 72505128 | 77425893 | 73702612 | 79624213 | 84608326 | 115937725 | 117048497 | 111670863 | 114604279 | 121879478 | 124263796 | 125596281 | 132236849 | 131217397 | 126448704 | 125589124 | 126231065 | 121490048 | 117786375 | 112520519 | 116868558 | 111576776
Illinois | ..Energy-only providers | 86987245.75 | 81884089 | 87876980 | 90375825 | 87812089 | 91815765 | 93072371 | 98281822 | 97874229 | 81652022 | 69967693 | 66870142 | 62493959 | 64479615 | 61446825 | 26510086 | 27937718 | 27067038 | 21177378 | 16567835 | 11769753 | 9100681 | 444690 | 479696 | 504614 | 401257 | 0 | 0 | 0 | 0 | 0 | 0
Illinois | ..Facility direct sales | 466358.5 | 479320 | 473522 | 456619 | 455973 | 376109 | 453114 | 447337 | 451507 | 644397 | 412746 | 464639 | 491895 | 516086 | 0 | 0 | 0 | 516055 | 466234 | 498454 | 0 | 0 | 0 | 0 | 0 | 0 | 0 | 0 | 0 | 0 | 0 | 0
Illinois | Total electric industry sales | 137659969 | 132469277 | 138319481 | 142654808 | 137196310 | 141050409 | 138619970 | 141540287 | 141804888 | 143540004 | 142885567 | 144760674 | 136688466 | 144619914 | 146055151 | 142447811 | 144986215 | 139253956 | 136247891 | 138945767 | 136033549 | 134696962 | 132681539 | 131697093 | 126953318 | 125990381 | 126231065 | 121490048 | 117786375 | 112520519 | 116868558 | 111576776
Illinois | Direct use | 3993840.5 | 4033358 | 3700099 | 4109450 | 4132455 | 3502951 | 4046920 | 3439427 | 3762261 | 3642664 | 3813428 | 3715097 | 3289437 | 3349834 | 3586830 | 3606139 | 3567588 | 4280370 | 4275912 | 4222297 | 4132464 | 5084484 | 4090793 | 3615722 | 3453832 | 3263035 | 3201875 | 3250970 | 3076869 | 2970365 | 2184074 | 2173985
Illinois | Total international exports | 177 | 0 | 0 | 681 | 27 | 0 | 0 | 0 | 0 | 0 | 0 | 0 | 1620 | 10435 | 6192 | 150 | 19136 | 18123 | 160185 | 125015 | 0 | 0 | 0 | 0 | 0 | 0 | 0 | 0 | 0 | 0 | 0 | 0
Illinois | Estimated losses | 7424765.75 | 7377779 | 7500220 | 7357800 | 7463264 | 7361573 | 6913455 | 7369994 | 7617707 | 7773260 | 8829418 | 8942991 | 8701236 | 9212360 | 9244192 | 9236155 | 9690261 | 10203972 | 10004427 | 10422270 | 10638294 | 10477170 | 10409149 | 9364678 | 9571891 | 9779586 | 9634616 | 9229154 | 9426874 | 8895172 | 8973729 | 8470998
Illinois | Unaccounted | 402621.25 | -296858 | 210796 | 783803 | 912744 | 1716376 | 2120960 | 1831656 | 2139165 | 2454586 | 905188 | 1270241 | 1232173 | 1888636 | 2327773 | 0 | 0 | 0 | 0 | 0 | 0 | 0 | 0 | 0 | 0 | 0 | 0 | 0 | 0 | 0 | 0 | 0
Illinois | Net interstate exports | 32890123.5 | 29810969 | 34739457 | 33121099 | 33888969 | 33657822 | 42250735 | 47962514 | 47680899 | 40160459 | 43066276 | 42663502 | 43960894 | 40446801 | 39106909 | 33926959 | 32506001 | 35602813 | 37193892 | 33267839 | 28696913 | 27481567 | 14226808 | 0 | 0 | 6209605 | 6567447 | 5039464 | 10745137 | 1423491 | 0 | 4394380
Illinois | Total disposition | 182371497 | 173394525 | 184470052 | 188027642 | 183593769 | 187289131 | 193952040 | 202143878 | 203004919 | 197570972 | 199499878 | 201352505 | 193873825 | 199527980 | 200327047 | 192426958 | 194121284 | 191959882 | 189055260 | 188054449 | 179249272 | 178496081 | 163410518 | 147102166 | 142289693 | 147733026 | 148657933 | 141299296 | 143453091 | 128046228 | 130898337 | 129392471
Illinois | Net interstate trade | 32890123.5 | 29810969 | 34739457 | 33121099 | 33888969 | 33657822 | 42250735 | 47962514 | 47680899 | 40160459 | 43066276 | 42663502 | 43960894 | 40446801 | 39106909 | 33926959 | 32506001 | 35602813 | 37193892 | 33267839 | 28696913 | 27481567 | 14226808 | -8637603 | -7148924 | 6209605 | 6567447 | 5039464 | 10745137 | 1423491 | -623992 | 4394380
Illinois | Net trade index (ratio) | 1.22 | 1.21 | 1.23 | 1.21 | 1.23 | 1.22 | 1.28 | 1.31 | 1.31 | 1.26 | 1.28 | 1.27 | 1.29 | 1.25 | 1.24 | 1.21 | 1.2 | 1.23 | 1.24 | 1.21 | 1.19 | 1.18 | 1.1 | 0.94 | 0.95 | 1.04 | 1.05 | 1.04 | 1.08 | 1.01 | 1 | 1.04
Illinois | Facility Direct Sales are electricity sales from non utility power producers which reported electricity sales to an ultimate customer. Net Interstate Trade = Total Supply - (Total Electric Industry Sales + Direct Use + Total International Exports (if applies) + Estimated Losses). Net Trade Index is the sum of Total Supply / (Total Disposition - Net Interstate Trade). A negative Net Interstate Trade value indicates a net import of electric power. Notes: Totals may not equal sum of components because of independent rounding. Estimated Losses are reported at the utility level, and then allocated to States based on the utility`s salesto ultimate customers by State. Reported losses may include electricity unaccounted for by the utility. Direct use is commercial or industrial use of electricity that (1) is self-generated (2) is produced by either the same entity that consumes the power or an affiliate,and (3) is used in direct support of a service or industrial process located within the same facility or group of facilities that houses the generating equipment. Direct use is exclusive of station use. Beginning with publication year 2010, Total disposition has been reorganized to include Net Interstate Trade. Therefore, Total Disposition equals Total Supply. Sources: U.S. Energy Information Administration, Form EIA-923, Power Plant Operations Report and predecessor forms. U.S. Energy Information Administration,Form EIA-860, Annual Electric Generator Report. U.S. Energy Information Administration, Form EIA-861, Annual Electric Power Industry Report. Form EIA-111, Quarterly Imports and Exports Report. | 0 0: 0
Illinois | Table 10. Supply and disposition of electricity, 1990 through 2020 | 0 | Column2 | Column3 | Column4 | Column5 | Column6 | Column7 | Column8 | Column9 | Column10 | Column11 | Column12 | Column13 | Column14 | Column15 | Column16 | Column17 | Column18 | Column19 | Column20 | Column21 | Column22 | Column23 | Column24 | Column25 | Column26 | Column27 | Column28 | Column29 | Column30 | Column31 | Column32
| Indiana | 0 0: 0
Indiana | megawatthours | 0 0: 0
Indiana | Category | 0 | Year 2020 | Year 2019 | Year 2018 | Year 2017 | Year 2016 | Year 2015 | Year 2014 | Year 2013 | Year 2012 | Year 2011 | Year 2010 | Year 2009 | Year 2008 | Year 2007 | Year 2006 | Year 2005 | Year 2004 | Year 2003 | Year 2002 | Year 2001 | Year 2000 | Year 1999 | Year 1998 | Year 1997 | Year 1996 | Year 1995 | Year 1994 | Year 1993 | Year 1992 | Year 1991 | Year 1990
Indiana | Supply | 0 0: 0
Indiana | Generation | 0 0: 0
Indiana | ..Electric utilities | 72483067.5 | 57325400 | 70436979 | 84829877 | 77340014 | 86422710 | 87771094 | 100983285 | 96047678 | 99680685 | 104840027 | 107852560 | 103594020 | 115887993 | 116727908 | 117643504 | 117373699 | 114690471 | 112395725 | 112029989 | 114666355 | 119721399 | 114182827 | 112771878 | 110466291 | 105557018 | 105188892 | 103485409 | 99951149 | 97299582 | 98199986 | 97738497
Indiana | ..Independent power producers | 17462335.75 | 19938474 | 20128832 | 17096015 | 12686022 | 5331077 | 4809750 | 3696870 | 3582000 | 3994124 | 6519765 | 6463537 | 4227581 | 4839333 | 4518088 | 3487564 | 3658700 | 3267530 | 3417214 | 9878933 | 3665213 | 3794054 | 2827542 | 787746 | 84572 | 69514 | 45538 | 0 | 0 | 0 | 0 | 0
Indiana | ..Combined heat and power, electric | 6768288 | 7790051 | 7257740 | 7042128 | 4983233 | 6542385 | 7912031 | 7462710 | 7317889 | 7527422 | 7529203 | 7525108 | 5984426 | 5300552 | 5915341 | 5525921 | 5649629 | 5630369 | 5474441 | 21899 | 11921 | 1024 | 0 | 0 | 0 | 0 | 0 | 0 | 0 | 0 | 0 | 0
Indiana | Electric power sector generation subtotal | 96713691.5 | 85053925 | 97823551 | 108968021 | 95009269 | 98296171 | 100492875 | 112142864 | 106947567 | 111202230 | 118888995 | 121841205 | 113806027 | 126027878 | 127161337 | 126656989 | 126682028 | 123588369 | 121287379 | 121930821 | 118343490 | 123516477 | 117010369 | 113559624 | 110550863 | 105626532 | 105234430 | 103485409 | 99951149 | 97299582 | 98199986 | 97738497
Indiana | ..Combined heat and power, commercial | 265332 | 254853 | 291505 | 249985 | 264985 | 279798 | 246243 | 213899 | 219930 | 232306 | 223688 | 234734 | 193029 | 217610 | 213780 | 225774 | 250037 | 255893 | 229123 | 242283 | 224797 | 199537 | 194668 | 196594 | 198162 | 193145 | 196847 | 165255 | 150696 | 146861 | 133718 | 123443
Indiana | ..Combined heat and power, industrial | 4233932.75 | 4648137 | 4390325 | 4241705 | 3655564 | 3183090 | 3280157 | 3038629 | 3235980 | 3261193 | 3018731 | 3104799 | 2671224 | 3264806 | 3262881 | 3607025 | 3439508 | 3926134 | 3371715 | 3435035 | 4001393 | 4103504 | 4559460 | 3715306 | 3979882 | 4082423 | 3725569 | 3531393 | 3533294 | 3572120 | 3647594 | 3555175
Indiana | Industrial and commercial generation subtotal | 4499265 | 4902990 | 4681830 | 4491690 | 3920550 | 3462888 | 3526400 | 3252527 | 3455910 | 3493499 | 3242419 | 3339534 | 2864253 | 3482416 | 3476661 | 3832799 | 3689545 | 4182027 | 3600838 | 3677318 | 4226190 | 4303041 | 4754128 | 3911900 | 4178044 | 4275568 | 3922415 | 3696648 | 3683990 | 3718981 | 3781311 | 3678618
Indiana | Total net generation | 101212956.25 | 89956915 | 102505381 | 113459711 | 98929818 | 101759059 | 104019275 | 115395392 | 110403477 | 114695729 | 122131414 | 125180739 | 116670280 | 129510294 | 130637999 | 130489788 | 130371573 | 127770396 | 124888217 | 125608139 | 122569679 | 127819518 | 121764497 | 117471525 | 114728907 | 109902101 | 109156845 | 107182057 | 103635139 | 101018563 | 101981297 | 101417115
Indiana | Total international imports | 21519.25 | 0 | 0 | 73068 | 13009 | 14299 | 122740 | 45782 | 83632 | 32844 | 752 | 6480 | 6728 | 22719 | 79239 | 30498 | 11768 | 0 | 0 | 0 | 0 | 0 | 0 | 0 | 0 | 0 | 0 | 0 | 0 | 0 | 0 | 0
Indiana | Net interstate imports | 11723722 | 19736530 | 12706977 | 3428037 | 11023344 | 13534993 | 15541868 | 6413732 | 10858603 | 6300133 | 0 | 0 | 0 | 0 | 0 | 0 | 0 | 0 | 0 | 0 | 0 | 0 | 0 | 0 | 0 | 0 | 0 | 0 | 0 | 0 | 0 | 0
Indiana | Total supply | 112958197.5 | 109693445 | 115212358 | 116960816 | 109966171 | 115308351 | 119683883 | 121854906 | 121345712 | 121028706 | 122132166 | 125187219 | 116677008 | 129533013 | 130717238 | 130520286 | 130383341 | 127770396 | 124888217 | 125608139 | 122569679 | 127819518 | 121764497 | 117471525 | 114728907 | 109902101 | 109156845 | 107182057 | 103635139 | 101018563 | 101981297 | 101417115
Indiana | Disposition | 0 0: 0
Indiana | Sales to ultimate customers | 0 0: 0
Indiana | ..Full service providers | 100585536 | 97150318 | 102081500 | 104170014 | 98940312 | 103691473 | 104498277 | 106942504 | 105487389 | 104884934 | 105519646 | 105703656 | 99017579 | 106776887 | 109420150 | 105664484 | 106548910 | 103094263 | 100467779 | 101428550 | 97733968 | 97774925 | 96735464 | 92058825 | 89146614 | 88901372 | 87005957 | 83807543 | 81931490 | 76976815 | 77033736 | 73982219
Indiana | ..Energy-only providers | 0 | 0 | 0 | 0 | 0 | 0 | 0 | 0 | 0 | 0 | 0 | 0 | 0 | 0 | 0 | 0 | 0 | 0 | 0 | 0 | 0 | 0 | 0 | 0 | 0 | 0 | 0 | 0 | 0 | 0 | 0 | 0
Indiana | ..Facility direct sales | 19536.75 | 5426 | 22703 | 24362 | 25656 | 13348 | 16241 | 0 | 0 | 288491 | 298493 | 290720 | 294234 | 203817 | 0 | 0 | 0 | 0 | 0 | 0 | 0 | 0 | 0 | 0 | 0 | 0 | 0 | 0 | 0 | 0 | 0 | 0
Indiana | Total electric industry sales | 100605072.75 | 97155744 | 102104203 | 104194376 | 98965968 | 103704821 | 104514518 | 106942504 | 105487389 | 105173425 | 105818139 | 105994376 | 99311813 | 106980704 | 109420150 | 105664484 | 106548910 | 103094263 | 100467779 | 101428550 | 97733968 | 97774925 | 96735464 | 92058825 | 89146614 | 88901372 | 87005957 | 83807543 | 81931490 | 76976815 | 77033736 | 73982219
Indiana | Direct use | 6634589.75 | 7344405 | 7416064 | 6819691 | 4958199 | 4928602 | 8352553 | 7958621 | 8577181 | 8344927 | 8110579 | 7997274 | 7502074 | 7896332 | 7348413 | 7524962 | 7349245 | 4760620 | 4755661 | 4696031 | 4596119 | 4759443 | 5168553 | 4298130 | 4178921 | 4276358 | 3922769 | 3696648 | 3683990 | 3718981 | 3781311 | 3677651
Indiana | Total international exports | 42.25 | 0 | 0 | 162 | 7 | 526 | 5185 | 1361 | 23092 | 16294 | 4574 | 5114 | 37835 | 105268 | 101759 | 0 | 887 | 0 | 0 | 810 | 0 | 0 | 0 | 0 | 0 | 0 | 0 | 0 | 0 | 0 | 0 | 0
Indiana | Estimated losses | 5426299.75 | 5411018 | 5536487 | 5374101 | 5383593 | 5412467 | 5212499 | 5568490 | 5666744 | 5695557 | 6538887 | 6548096 | 6321934 | 6814723 | 6925472 | 6851166 | 7121275 | 7554335 | 7377161 | 7608118 | 7643135 | 7605253 | 7589103 | 6546092 | 6721382 | 6900675 | 6640750 | 6366552 | 6557276 | 6085308 | 5915020 | 5616789
Indiana | Unaccounted | 292193 | -217722 | 155604 | 572486 | 658404 | 1261935 | 1599128 | 1383930 | 1591306 | 1798503 | 670364 | 930076 | 895242 | 1397094 | 1743898 | 0 | 0 | 0 | 0 | 0 | 0 | 0 | 0 | 0 | 0 | 0 | 0 | 0 | 0 | 0 | 0 | 0
Indiana | Net interstate exports | 0 | 0 | 0 | 0 | 0 | 0 | 0 | 0 | 0 | 0 | 989622 | 3712284 | 2608109 | 6338892 | 5177545 | 12943922 | 11622344 | 12025963 | 13023739 | 12704821 | 14402974 | 18198799 | 12995449 | 14642484 | 14811335 | 10038328 | 11217917 | 13184417 | 11322749 | 14392538 | 15697508 | 18533509
Indiana | Total disposition | 112958197.5 | 109693445 | 115212358 | 116960816 | 109966171 | 115308351 | 119683883 | 121854906 | 121345712 | 121028706 | 122132166 | 125187219 | 116677008 | 129533013 | 130717238 | 130520286 | 130383341 | 127770396 | 124888217 | 125608139 | 122569679 | 127819518 | 121764497 | 117471525 | 114728907 | 109902101 | 109156845 | 107182057 | 103635139 | 101018563 | 101981297 | 101417115
Indiana | Net interstate trade | -11723722 | -19736530 | -12706977 | -3428037 | -11023344 | -13534993 | -15541868 | -6413732 | -10858603 | -6300133 | 989622 | 3712284 | 2608109 | 6338892 | 5177545 | 12943922 | 11622344 | 12025963 | 13023739 | 12704821 | 14402974 | 18198799 | 12995449 | 14642484 | 14811335 | 10038328 | 11217917 | 13184417 | 11322749 | 14392538 | 15697508 | 18533509
Indiana | Net trade index (ratio) | 0.895 | 0.82 | 0.89 | 0.97 | 0.9 | 0.88 | 0.87 | 0.95 | 0.91 | 0.95 | 1.01 | 1.03 | 1.02 | 1.05 | 1.04 | 1.11 | 1.1 | 1.1 | 1.12 | 1.11 | 1.13 | 1.17 | 1.12 | 1.14 | 1.15 | 1.1 | 1.11 | 1.14 | 1.12 | 1.17 | 1.18 | 1.22
Indiana | Facility Direct Sales are electricity sales from non utility power producers which reported electricity sales to an ultimate customer. Net Interstate Trade = Total Supply - (Total Electric Industry Sales + Direct Use + Total International Exports (if applies) + Estimated Losses). Net Trade Index is the sum of Total Supply / (Total Disposition - Net Interstate Trade). A negative Net Interstate Trade value indicates a net import of electric power. Notes: Totals may not equal sum of components because of independent rounding. Estimated Losses are reported at the utility level, and then allocated to States based on the utility`s salesto ultimate customers by State. Reported losses may include electricity unaccounted for by the utility. Direct use is commercial or industrial use of electricity that (1) is self-generated (2) is produced by either the same entity that consumes the power or an affiliate,and (3) is used in direct support of a service or industrial process located within the same facility or group of facilities that houses the generating equipment. Direct use is exclusive of station use. Beginning with publication year 2010, Total disposition has been reorganized to include Net Interstate Trade. Therefore, Total Disposition equals Total Supply. Sources: U.S. Energy Information Administration, Form EIA-923, Power Plant Operations Report and predecessor forms. U.S. Energy Information Administration,Form EIA-860, Annual Electric Generator Report. U.S. Energy Information Administration, Form EIA-861, Annual Electric Power Industry Report. Form EIA-111, Quarterly Imports and Exports Report. | 0 0: 0
Indiana | Table 10. Supply and disposition of electricity, 1990 through 2020 | 0 | Column2 | Column3 | Column4 | Column5 | Column6 | Column7 | Column8 | Column9 | Column10 | Column11 | Column12 | Column13 | Column14 | Column15 | Column16 | Column17 | Column18 | Column19 | Column20 | Column21 | Column22 | Column23 | Column24 | Column25 | Column26 | Column27 | Column28 | Column29 | Column30 | Column31 | Column32
| Iowa | 0 0: 0
Iowa | megawatthours | 0 0: 0
Iowa | Category | 0 | Year 2020 | Year 2019 | Year 2018 | Year 2017 | Year 2016 | Year 2015 | Year 2014 | Year 2013 | Year 2012 | Year 2011 | Year 2010 | Year 2009 | Year 2008 | Year 2007 | Year 2006 | Year 2005 | Year 2004 | Year 2003 | Year 2002 | Year 2001 | Year 2000 | Year 1999 | Year 1998 | Year 1997 | Year 1996 | Year 1995 | Year 1994 | Year 1993 | Year 1992 | Year 1991 | Year 1990
Iowa | Supply | 0 0: 0
Iowa | Generation | 0 0: 0
Iowa | ..Electric utilities | 46079545.25 | 45457174 | 46158841 | 49513099 | 43189067 | 40080421 | 41812662 | 43021954 | 41932708 | 43385935 | 43304734 | 46188988 | 41723059 | 44751377 | 42383472 | 37494674 | 41559024 | 40578049 | 39485141 | 40051665 | 38755520 | 39634091 | 37032053 | 37085476 | 34064343 | 33386873 | 33501928 | 31963757 | 30991690 | 29426852 | 31228011 | 29047940
Iowa | ..Independent power producers | 12262705.75 | 12003770 | 13030927 | 11517999 | 12498127 | 12131586 | 12518250 | 11542478 | 12401988 | 11018269 | 10895988 | 9316019 | 8604192 | 7112622 | 5847162 | 6389390 | 1103455 | 1106522 | 1032993 | 917339 | 495182 | 504589 | 344183 | 23057 | 14534 | 21982 | 16043 | 24345 | 14604 | 20357 | 20800 | 19955
Iowa | ..Combined heat and power, electric | 7068.25 | 2059 | 4153 | 13015 | 9046 | 4058 | 3804 | 3886 | 740 | 0 | 0 | 0 | 0 | 0 | 0 | 0 | 0 | 0 | 0 | 167288 | 173268 | 170700 | 157213 | 145669 | 130284 | 131155 | 144070 | 126536 | 98493 | 123970 | 116571 | 123970
Iowa | Electric power sector generation subtotal | 58349319 | 57463003 | 59193920 | 61044113 | 55696240 | 52216065 | 54334716 | 54568318 | 54335437 | 54404204 | 54200722 | 55505007 | 50327250 | 51863999 | 48230634 | 43884064 | 42662479 | 41684570 | 40518135 | 41136291 | 39423970 | 40309381 | 37533449 | 37254201 | 34209160 | 33540009 | 33662041 | 32114638 | 31104787 | 29571179 | 31365382 | 29191864
Iowa | ..Combined heat and power, commercial | 213476.5 | 185782 | 231133 | 226800 | 210191 | 231966 | 221316 | 220472 | 217216 | 204177 | 226759 | 238701 | 233318 | 244255 | 255734 | 278367 | 277809 | 269695 | 260605 | 129302 | 130041 | 147313 | 114114 | 108037 | 112261 | 90517 | 79455 | 89583 | 83586 | 29192 | 26540 | 17195
Iowa | ..Combined heat and power, industrial | 2087291.75 | 1987886 | 2248490 | 2109656 | 2003135 | 1944475 | 2102887 | 2064492 | 2118104 | 2067024 | 1944432 | 1765013 | 1299495 | 978532 | 1302850 | 1321031 | 1215871 | 1293923 | 1337453 | 1262791 | 1104502 | 1085317 | 1153917 | 1086550 | 1097517 | 1058089 | 1011432 | 962786 | 860640 | 896553 | 875934 | 835445
Iowa | Industrial and commercial generation subtotal | 2300768.25 | 2173669 | 2479623 | 2336455 | 2213326 | 2176441 | 2324202 | 2284964 | 2335320 | 2271201 | 2171191 | 2003714 | 1532813 | 1222787 | 1558583 | 1599398 | 1493681 | 1563619 | 1598058 | 1392093 | 1234543 | 1232630 | 1268031 | 1194587 | 1209778 | 1148606 | 1090887 | 1052369 | 944226 | 925745 | 902474 | 852641
Iowa | Total net generation | 60650087.5 | 59636671 | 61673544 | 63380569 | 57909566 | 54392507 | 56658918 | 56853282 | 56670757 | 56675406 | 56371913 | 57508721 | 51860063 | 53086786 | 49789217 | 45483462 | 44156160 | 43248189 | 42116192 | 42528385 | 40658513 | 41542011 | 38801480 | 38448788 | 35418939 | 34688615 | 34752928 | 33167007 | 32049012 | 30496924 | 32267855 | 30044505
Iowa | Total international imports | 0 | 0 | 0 | 0 | 0 | 0 | 0 | 0 | 0 | 0 | 0 | 0 | 0 | 0 | 0 | 0 | 2 | 6 | 0 | 0 | 5145 | 0 | 68006 | 107888 | 165062 | 0 | 0 | 0 | 0 | 0 | 0 | 0
Iowa | Net interstate imports | 0 | 0 | 0 | 0 | 0 | 0 | 0 | 0 | 0 | 0 | 0 | 0 | 0 | 0 | 385371 | 2737448 | 3500038 | 2673632 | 3766215 | 2995074 | 2990022 | 2280974 | 3935361 | 3168399 | 4931097 | 4626135 | 3857822 | 3889159 | 4122132 | 3497382 | 2209287 | 2934233
Iowa | Total supply | 60650087.5 | 59636671 | 61673544 | 63380569 | 57909566 | 54392507 | 56658918 | 56853282 | 56670757 | 56675406 | 56371913 | 57508721 | 51860063 | 53086786 | 50174588 | 48220910 | 47656200 | 45921827 | 45882407 | 45523459 | 43653680 | 43822985 | 42804847 | 41725075 | 40515098 | 39314750 | 38610750 | 37056166 | 36171144 | 33994306 | 34477142 | 32978738
Iowa | Disposition | 0 0: 0
Iowa | Sales to ultimate customers | 0 0: 0
Iowa | ..Full service providers | 50407320 | 50554545 | 50944690 | 51208048 | 48921997 | 48431193 | 47147293 | 47201853 | 46705216 | 45709100 | 45654877 | 45445269 | 43331658 | 45162185 | 44938882 | 43037201 | 42756808 | 40615962 | 40969272 | 40897543 | 39443755 | 39087867 | 38033812 | 37318292 | 36147983 | 34999416 | 34300919 | 33039251 | 32103910 | 30208072 | 30781462 | 29437379
Iowa | ..Energy-only providers | 0 | 0 | 0 | 0 | 0 | 0 | 0 | 0 | 0 | 0 | 0 | 0 | 0 | 0 | 0 | 0 | 0 | 0 | 0 | 0 | 0 | 0 | 0 | 0 | 0 | 0 | 0 | 0 | 0 | 0 | 0 | 0
Iowa | ..Facility direct sales | 46595.5 | 85317 | 98458 | 2607 | 0 | 0 | 0 | 0 | 0 | 0 | 0 | 0 | 309537 | 325885 | 330641 | 299634 | 0 | 286811 | 238012 | 0 | 0 | 0 | 0 | 0 | 0 | 0 | 0 | 0 | 0 | 0 | 0 | 0
Iowa | Total electric industry sales | 50453915.5 | 50639862 | 51043148 | 51210655 | 48921997 | 48431193 | 47147293 | 47201853 | 46705216 | 45709100 | 45654877 | 45445269 | 43641195 | 45488070 | 45269523 | 43336835 | 42756808 | 40902773 | 41207284 | 40897543 | 39443755 | 39087867 | 38033812 | 37318292 | 36147983 | 34999416 | 34300919 | 33039251 | 32103910 | 30208072 | 30781462 | 29437379
Iowa | Direct use | 2298165.5 | 2145887 | 2384215 | 2370432 | 2292128 | 2258629 | 2432855 | 2364746 | 2460132 | 2531538 | 2481073 | 2283033 | 1931968 | 1173955 | 1318347 | 1595367 | 1312879 | 1352242 | 1350833 | 1333895 | 1305516 | 1355547 | 1389192 | 1296156 | 1304141 | 1244344 | 1201086 | 1153767 | 1041965 | 1050950 | 1020405 | 977443
Iowa | Total international exports | 0 | 0 | 0 | 0 | 0 | 0 | 0 | 0 | 0 | 82 | 90 | 0 | 0 | 0 | 9 | 73 | 820 | 621 | 1319 | 0 | 0 | 25 | 40393 | 41264 | 0 | 0 | 0 | 0 | 0 | 0 | 0 | 0
Iowa | Estimated losses | 2722678.25 | 2820350 | 2767758 | 2641325 | 2661280 | 2527676 | 2351398 | 2457798 | 2508987 | 2475329 | 2821181 | 2807507 | 2778086 | 2897612 | 2865220 | 2809911 | 2857683 | 2997191 | 3025774 | 3067709 | 3084638 | 3040382 | 2983833 | 2653618 | 2725447 | 2716714 | 2618026 | 2509871 | 2569393 | 2388062 | 2363548 | 2234909
Iowa | Unaccounted | 142787.25 | -113482 | 77789 | 281372 | 325470 | 589336 | 721379 | 610834 | 704561 | 781642 | 289226 | 398772 | 393402 | 594043 | 721489 | 0 | 0 | 0 | 0 | 0 | 0 | 0 | 0 | 0 | 0 | 0 | 0 | 0 | 0 | 0 | 0 | 0
Iowa | Net interstate exports | 5032541 | 4144054 | 5400635 | 6876784 | 3708691 | 585672 | 4005994 | 4218052 | 4291861 | 5177715 | 5125466 | 6574140 | 3115412 | 2933106 | 0 | 0 | 0 | 0 | 0 | 0 | 0 | 0 | 0 | 0 | 0 | 0 | 0 | 0 | 0 | 0 | 0 | 0
Iowa | Total disposition | 60650087.5 | 59636671 | 61673544 | 63380569 | 57909566 | 54392507 | 56658918 | 56853282 | 56670757 | 56675406 | 56371913 | 57508721 | 51860063 | 53086786 | 50174588 | 48220910 | 47656200 | 45921827 | 45882407 | 45523459 | 43653680 | 43822985 | 42804847 | 41725075 | 40515098 | 39314750 | 38610750 | 37056166 | 36171144 | 33994306 | 34477142 | 32978738
Iowa | Net interstate trade | 5032541 | 4144054 | 5400635 | 6876784 | 3708691 | 585672 | 4005994 | 4218052 | 4291861 | 5177715 | 5125466 | 6574140 | 3115412 | 2933106 | -385371 | -2737448 | -3500038 | -2673632 | -3766215 | -2995074 | -2990022 | -2280974 | -3935361 | -3168399 | -4931097 | -4626135 | -3857822 | -3889159 | -4122132 | -3497382 | -2209287 | -2934233
Iowa | Net trade index (ratio) | 1.09 | 1.07 | 1.1 | 1.12 | 1.07 | 1.01 | 1.08 | 1.08 | 1.08 | 1.1 | 1.1 | 1.13 | 1.06 | 1.06 | 0.99 | 0.94 | 0.93 | 0.94 | 0.92 | 0.93 | 0.93 | 0.95 | 0.91 | 0.92 | 0.88 | 0.88 | 0.9 | 0.9 | 0.89 | 0.9 | 0.94 | 0.91
Iowa | Facility Direct Sales are electricity sales from non utility power producers which reported electricity sales to an ultimate customer. Net Interstate Trade = Total Supply - (Total Electric Industry Sales + Direct Use + Total International Exports (if applies) + Estimated Losses). Net Trade Index is the sum of Total Supply / (Total Disposition - Net Interstate Trade). A negative Net Interstate Trade value indicates a net import of electric power. Notes: Totals may not equal sum of components because of independent rounding. Estimated Losses are reported at the utility level, and then allocated to States based on the utility`s salesto ultimate customers by State. Reported losses may include electricity unaccounted for by the utility. Direct use is commercial or industrial use of electricity that (1) is self-generated (2) is produced by either the same entity that consumes the power or an affiliate,and (3) is used in direct support of a service or industrial process located within the same facility or group of facilities that houses the generating equipment. Direct use is exclusive of station use. Beginning with publication year 2010, Total disposition has been reorganized to include Net Interstate Trade. Therefore, Total Disposition equals Total Supply. Sources: U.S. Energy Information Administration, Form EIA-923, Power Plant Operations Report and predecessor forms. U.S. Energy Information Administration,Form EIA-860, Annual Electric Generator Report. U.S. Energy Information Administration, Form EIA-861, Annual Electric Power Industry Report. Form EIA-111, Quarterly Imports and Exports Report. | 0 0: 0
Iowa | Table 10. Supply and disposition of electricity, 1990 through 2020 | 0 | Column2 | Column3 | Column4 | Column5 | Column6 | Column7 | Column8 | Column9 | Column10 | Column11 | Column12 | Column13 | Column14 | Column15 | Column16 | Column17 | Column18 | Column19 | Column20 | Column21 | Column22 | Column23 | Column24 | Column25 | Column26 | Column27 | Column28 | Column29 | Column30 | Column31 | Column32
| Kansas | 0 0: 0
Kansas | megawatthours | 0 0: 0
Kansas | Category | 0 | Year 2020 | Year 2019 | Year 2018 | Year 2017 | Year 2016 | Year 2015 | Year 2014 | Year 2013 | Year 2012 | Year 2011 | Year 2010 | Year 2009 | Year 2008 | Year 2007 | Year 2006 | Year 2005 | Year 2004 | Year 2003 | Year 2002 | Year 2001 | Year 2000 | Year 1999 | Year 1998 | Year 1997 | Year 1996 | Year 1995 | Year 1994 | Year 1993 | Year 1992 | Year 1991 | Year 1990
Kansas | Supply | 0 0: 0
Kansas | Generation | 0 0: 0
Kansas | ..Electric utilities | 32979302.75 | 32081773 | 31467553 | 34517756 | 33850129 | 34176130 | 35293856 | 39669629 | 39808763 | 39949146 | 42582626 | 45270047 | 44443224 | 45275773 | 49256450 | 44621389 | 45421033 | 46409328 | 46155505 | 46691936 | 44642712 | 44764909 | 42002924 | 41480827 | 37843716 | 39874544 | 38230483 | 37283871 | 36432577 | 31763765 | 32314825 | 33868644
Kansas | ..Independent power producers | 18919620.75 | 22257021 | 19305066 | 17090987 | 17025409 | 13372086 | 10197702 | 10022363 | 8588130 | 4411011 | 2775806 | 2653716 | 2234084 | 1354496 | 857222 | 895109 | 436382 | 368344 | 376724 | 479425 | 65393 | 15332 | 12367 | 11425 | 13881 | 10969 | 11214 | 9854 | 4985 | 9768 | 1465 | 1465
Kansas | ..Combined heat and power, electric | 0 | 0 | 0 | 0 | 0 | 0 | 0 | 0 | 0 | 0 | 0 | 0 | 0 | 0 | 0 | 0 | 0 | 0 | 0 | 0 | 0 | 0 | 0 | 0 | 0 | 0 | 0 | 0 | 0 | 0 | 0 | 0
Kansas | Electric power sector generation subtotal | 51898923.5 | 54338794 | 50772619 | 51608743 | 50875538 | 47548216 | 45491558 | 49691992 | 48396893 | 44360157 | 45358432 | 47923762 | 46677308 | 46630269 | 50113672 | 45516498 | 45857415 | 46777672 | 46532228 | 47171361 | 44708105 | 44780241 | 42015291 | 41492252 | 37857597 | 39885513 | 38241697 | 37293725 | 36437562 | 31773533 | 32316290 | 33870109
Kansas | ..Combined heat and power, commercial | 15743.5 | 15500 | 16900 | 15600 | 14974 | 0 | 0 | 0 | 0 | 0 | 0 | 0 | 0 | 0 | 0 | 0 | 31 | 689 | 990 | 848 | 2057 | 1818 | 2216 | 1243 | 912 | 1182 | 4920 | 4920 | 0 | 0 | 0 | 0
Kansas | ..Combined heat and power, industrial | 103666.25 | 187537 | 98473 | 85870 | 42785 | 51775 | 35566 | 36371 | 75689 | 64534 | 1408 | 0 | 0 | 52 | 8523 | 7238 | 5250 | 4298 | 34342 | 16237 | 38360 | 33846 | 52723 | 91732 | 58976 | 55461 | 174088 | 321223 | 305005 | 304961 | 314454 | 314749
Kansas | Industrial and commercial generation subtotal | 119409.75 | 203037 | 115373 | 101470 | 57759 | 51775 | 35566 | 36371 | 75689 | 64534 | 1408 | 0 | 0 | 52 | 8523 | 7238 | 5281 | 4987 | 35332 | 17085 | 40417 | 35664 | 54939 | 92975 | 59888 | 56643 | 179008 | 326143 | 305005 | 304961 | 314454 | 314749
Kansas | Total net generation | 52018333 | 54541831 | 50887992 | 51710213 | 50933296 | 47599991 | 45527124 | 49728363 | 48472581 | 44424691 | 45359840 | 47923762 | 46677308 | 46630321 | 50122196 | 45523736 | 45862696 | 46782659 | 46567560 | 47188446 | 44748522 | 44815905 | 42070230 | 41585227 | 37917485 | 39942156 | 38420706 | 37619868 | 36742567 | 32078494 | 32630744 | 34184858
Kansas | Total international imports | 21 | 0 | 0 | 0 | 84 | 0 | 0 | 0 | 0 | 0 | 0 | 0 | 0 | 0 | 300 | 0 | 0 | 0 | 0 | 0 | 0 | 0 | 875 | 3700 | 350 | 0 | 0 | 0 | 0 | 0 | 0 | 0
Kansas | Net interstate imports | 0 | 0 | 0 | 0 | 0 | 0 | 0 | 0 | 0 | 0 | 0 | 0 | 0 | 0 | 0 | 0 | 0 | 0 | 0 | 0 | 0 | 0 | 0 | 0 | 0 | 0 | 0 | 0 | 0 | 0 | 0 | 0
Kansas | Total supply | 52018354 | 54541831 | 50887992 | 51710213 | 50933380 | 47599991 | 45527124 | 49728363 | 48472581 | 44424691 | 45359840 | 47923762 | 46677308 | 46630321 | 50122496 | 45523736 | 45862696 | 46782659 | 46567560 | 47188446 | 44748522 | 44815905 | 42071105 | 41588927 | 37917835 | 39942156 | 38420706 | 37619868 | 36742567 | 32078494 | 32630744 | 34184858
Kansas | Disposition | 0 0: 0
Kansas | Sales to ultimate customers | 0 0: 0
Kansas | ..Full service providers | 40742085 | 39483946 | 41159628 | 42036979 | 40287787 | 40810174 | 39849127 | 40561606 | 39847397 | 40293476 | 40760399 | 40420675 | 38112431 | 39830953 | 40030822 | 39646469 | 38921019 | 37022257 | 36735390 | 36713540 | 35846951 | 35921461 | 33820108 | 34140176 | 32270009 | 31290626 | 30356882 | 29613821 | 28808385 | 27069105 | 28152224 | 27148767
Kansas | ..Energy-only providers | 0 | 0 | 0 | 0 | 0 | 0 | 0 | 0 | 0 | 0 | 0 | 0 | 0 | 0 | 0 | 0 | 0 | 0 | 0 | 0 | 0 | 0 | 0 | 0 | 0 | 0 | 0 | 0 | 0 | 0 | 0 | 0
Kansas | ..Facility direct sales | 0 | 0 | 0 | 0 | 0 | 0 | 0 | 0 | 0 | 0 | 0 | 0 | 130913 | 134108 | 135155 | 104833 | 103264 | 104283 | 0 | 0 | 0 | 0 | 0 | 0 | 0 | 0 | 0 | 0 | 0 | 0 | 0 | 0
Kansas | Total electric industry sales | 40742085 | 39483946 | 41159628 | 42036979 | 40287787 | 40810174 | 39849127 | 40561606 | 39847397 | 40293476 | 40760399 | 40420675 | 38243344 | 39965061 | 40165977 | 39751302 | 39024283 | 37126540 | 36735390 | 36713540 | 35846951 | 35921461 | 33820108 | 34140176 | 32270009 | 31290626 | 30356882 | 29613821 | 28808385 | 27069105 | 28152224 | 27148767
Kansas | Direct use | 121154 | 207995 | 117259 | 105372 | 53990 | 52547 | 45614 | 60865 | 77023 | 67572 | 1408 | 0 | 0 | 275 | 8684 | 7386 | 5389 | 62166 | 62101 | 61323 | 60018 | 36452 | 55615 | 93703 | 60780 | 57431 | 179871 | 326904 | 305538 | 305221 | 314799 | 315094
Kansas | Total international exports | 0 | 0 | 0 | 0 | 0 | 0 | 0 | 0 | 0 | 0 | 0 | 0 | 114 | 0 | 0 | 0 | 253 | 206 | 0 | 0 | 0 | 0 | 7750 | 0 | 0 | 0 | 0 | 0 | 0 | 0 | 0 | 0
Kansas | Estimated losses | 2197656.25 | 2199029 | 2231835 | 2168169 | 2191592 | 2129927 | 1987413 | 2112040 | 2140588 | 2182051 | 2518733 | 2497099 | 2434473 | 2545794 | 2542204 | 2577430 | 2608217 | 2720484 | 2697411 | 2753869 | 2803356 | 2794088 | 2653260 | 2427630 | 2433060 | 2428832 | 2316996 | 2249653 | 2305641 | 2139915 | 2161662 | 2061156
Kansas | Unaccounted | 118310 | -88482 | 62726 | 230968 | 268028 | 496600 | 609713 | 524903 | 601109 | 689033 | 258220 | 354682 | 344743 | 521916 | 640151 | 0 | 0 | 0 | 0 | 0 | 0 | 0 | 0 | 0 | 0 | 0 | 0 | 0 | 0 | 0 | 0 | 0
Kansas | Net interstate exports | 8839148.75 | 12739343 | 7316544 | 7168725 | 8131983 | 4110743 | 3035257 | 6468949 | 5806465 | 1192559 | 1821080 | 4651306 | 5654634 | 3597275 | 6765480 | 1293972 | 2368409 | 5101957 | 5666718 | 6323378 | 5076668 | 4544141 | 4037880 | 3456095 | 1750317 | 4794535 | 4250439 | 4406304 | 4285080 | 1617217 | 1099132 | 3770640
Kansas | Total disposition | 52018354 | 54541831 | 50887992 | 51710213 | 50933380 | 47599991 | 45527124 | 49728363 | 48472581 | 44424691 | 45359840 | 47923762 | 46677308 | 46630321 | 50122496 | 45523736 | 45862696 | 46782659 | 46567560 | 47188446 | 44748522 | 44815905 | 42071105 | 41588927 | 37917835 | 39942156 | 38420706 | 37619868 | 36742567 | 32078494 | 32630744 | 34184858
Kansas | Net interstate trade | 8839148.75 | 12739343 | 7316544 | 7168725 | 8131983 | 4110743 | 3035257 | 6468949 | 5806465 | 1192559 | 1821080 | 4651306 | 5654634 | 3597275 | 6765480 | 1293972 | 2368409 | 5101957 | 5666718 | 6323378 | 5076668 | 4544141 | 4037880 | 3456095 | 1750317 | 4794535 | 4250439 | 4406304 | 4285080 | 1617217 | 1099132 | 3770640
Kansas | Net trade index (ratio) | 1.205 | 1.3 | 1.17 | 1.16 | 1.19 | 1.09 | 1.07 | 1.15 | 1.14 | 1.03 | 1.04 | 1.11 | 1.14 | 1.08 | 1.16 | 1.03 | 1.05 | 1.12 | 1.14 | 1.15 | 1.13 | 1.11 | 1.11 | 1.09 | 1.05 | 1.14 | 1.12 | 1.13 | 1.13 | 1.05 | 1.03 | 1.12
Kansas | Facility Direct Sales are electricity sales from non utility power producers which reported electricity sales to an ultimate customer. Net Interstate Trade = Total Supply - (Total Electric Industry Sales + Direct Use + Total International Exports (if applies) + Estimated Losses). Net Trade Index is the sum of Total Supply / (Total Disposition - Net Interstate Trade). A negative Net Interstate Trade value indicates a net import of electric power. Notes: Totals may not equal sum of components because of independent rounding. Estimated Losses are reported at the utility level, and then allocated to States based on the utility`s salesto ultimate customers by State. Reported losses may include electricity unaccounted for by the utility. Direct use is commercial or industrial use of electricity that (1) is self-generated (2) is produced by either the same entity that consumes the power or an affiliate,and (3) is used in direct support of a service or industrial process located within the same facility or group of facilities that houses the generating equipment. Direct use is exclusive of station use. Beginning with publication year 2010, Total disposition has been reorganized to include Net Interstate Trade. Therefore, Total Disposition equals Total Supply. Sources: U.S. Energy Information Administration, Form EIA-923, Power Plant Operations Report and predecessor forms. U.S. Energy Information Administration,Form EIA-860, Annual Electric Generator Report. U.S. Energy Information Administration, Form EIA-861, Annual Electric Power Industry Report. Form EIA-111, Quarterly Imports and Exports Report. | 0 0: 0
Kansas | Table 10. Supply and disposition of electricity, 1990 through 2020 | 0 | Column2 | Column3 | Column4 | Column5 | Column6 | Column7 | Column8 | Column9 | Column10 | Column11 | Column12 | Column13 | Column14 | Column15 | Column16 | Column17 | Column18 | Column19 | Column20 | Column21 | Column22 | Column23 | Column24 | Column25 | Column26 | Column27 | Column28 | Column29 | Column30 | Column31 | Column32
| Kentucky | 0 0: 0
Kentucky | megawatthours | 0 0: 0
Kentucky | Category | 0 | Year 2020 | Year 2019 | Year 2018 | Year 2017 | Year 2016 | Year 2015 | Year 2014 | Year 2013 | Year 2012 | Year 2011 | Year 2010 | Year 2009 | Year 2008 | Year 2007 | Year 2006 | Year 2005 | Year 2004 | Year 2003 | Year 2002 | Year 2001 | Year 2000 | Year 1999 | Year 1998 | Year 1997 | Year 1996 | Year 1995 | Year 1994 | Year 1993 | Year 1992 | Year 1991 | Year 1990
Kentucky | Supply | 0 0: 0
Kentucky | Generation | 0 0: 0
Kentucky | ..Electric utilities | 70781794.25 | 62567918 | 70896610 | 77557021 | 72105628 | 79113471 | 82364762 | 90133403 | 89098127 | 89155630 | 97617419 | 97472144 | 90029962 | 86012151 | 85259079 | 86816479 | 85679912 | 82921402 | 80696982 | 80161524 | 83677982 | 81349922 | 81658150 | 86151121 | 91558046 | 88438224 | 86161578 | 84097034 | 84997718 | 77351259 | 75505081 | 73807286
Kentucky | ..Independent power producers | 516956.75 | 502427 | 396107 | 714795 | 454498 | 546799 | 589449 | 164428 | 210206 | 325782 | 154113 | 171370 | 118946 | 11316013 | 11397411 | 11449063 | 11621685 | 11096948 | 10565864 | 11368886 | 11448423 | 11502697 | 11011350 | 4766254 | 0 | 0 | 0 | 0 | 0 | 0 | 0 | 0
Kentucky | ..Combined heat and power, electric | 0 | 0 | 0 | 0 | 0 | 0 | 0 | 0 | 0 | 0 | 0 | 0 | 0 | 0 | 0 | 0 | 0 | 0 | 0 | 0 | 0 | 0 | 0 | 0 | 0 | 0 | 0 | 0 | 0 | 0 | 0 | 0
Kentucky | Electric power sector generation subtotal | 71298751 | 63070345 | 71292717 | 78271816 | 72560126 | 79660270 | 82954211 | 90297831 | 89308333 | 89481412 | 97771532 | 97643514 | 90148908 | 97328164 | 96656490 | 98265542 | 97301597 | 94018350 | 91262846 | 91530410 | 95126405 | 92852619 | 92669500 | 90917375 | 91558046 | 88438224 | 86161578 | 84097034 | 84997718 | 77351259 | 75505081 | 73807286
Kentucky | ..Combined heat and power, commercial | 0 | 0 | 0 | 0 | 0 | 0 | 0 | 0 | 0 | 0 | 0 | 0 | 0 | 0 | 0 | 0 | 0 | 0 | 0 | 0 | 97524 | 0 | 0 | 0 | 0 | 0 | 0 | 0 | 0 | 0 | 0 | 0
Kentucky | ..Combined heat and power, industrial | 532987.5 | 468662 | 511537 | 532681 | 619070 | 613232 | 589460 | 598604 | 432688 | 468277 | 579450 | 574144 | 481519 | 535176 | 568829 | 526472 | 520822 | 511597 | 455974 | 576258 | 193695 | 153464 | 12409 | 15652 | 14049 | 9272 | 4258 | 0 | 0 | 0 | 0 | 0
Kentucky | Industrial and commercial generation subtotal | 532987.5 | 468662 | 511537 | 532681 | 619070 | 613232 | 589460 | 598604 | 432688 | 468277 | 579450 | 574144 | 481519 | 535176 | 568829 | 526472 | 520822 | 511597 | 455974 | 576258 | 291219 | 153464 | 12409 | 15652 | 14049 | 9272 | 4258 | 0 | 0 | 0 | 0 | 0
Kentucky | Total net generation | 71831738.5 | 63539007 | 71804254 | 78804497 | 73179196 | 80273501 | 83543671 | 90896435 | 89741021 | 89949689 | 98350982 | 98217658 | 90630427 | 97863340 | 97225319 | 98792014 | 97822419 | 94529947 | 91718820 | 92106668 | 95417624 | 93006083 | 92681909 | 90933027 | 91572095 | 88447496 | 86165836 | 84097034 | 84997718 | 77351259 | 75505081 | 73807286
Kentucky | Total international imports | 2031 | 0 | 0 | 5968 | 2156 | 0 | 0 | 0 | 0 | 0 | 0 | 0 | 0 | 0 | 0 | 0 | 0 | 0 | 0 | 0 | 0 | 0 | 0 | 0 | 0 | 0 | 0 | 0 | 0 | 0 | 0 | 0
Kentucky | Net interstate imports | 6821283.75 | 12382855 | 8058982 | 2541223 | 4302075 | 0 | 0 | 0 | 1110059 | 5715325 | 0 | 2412197 | 5108499 | 3102595 | 2977043 | 0 | 1763783 | 2603970 | 3163970 | 5076462 | 0 | 0 | 0 | 0 | 0 | 0 | 0 | 0 | 0 | 0 | 0 | 0
Kentucky | Total supply | 78655053.25 | 75921862 | 79863236 | 81351688 | 77483427 | 80273501 | 83543671 | 90896435 | 90851080 | 95665014 | 98350982 | 100629855 | 95738926 | 100965935 | 100202362 | 98792014 | 99586202 | 97133917 | 94882790 | 97183130 | 95417624 | 93006083 | 92681909 | 90933027 | 91572095 | 88447496 | 86165836 | 84097034 | 84997718 | 77351259 | 75505081 | 73807286
Kentucky | Disposition | 0 0: 0
Kentucky | Sales to ultimate customers | 0 0: 0
Kentucky | ..Full service providers | 73970232.5 | 71680321 | 75217276 | 76480295 | 72503038 | 74417599 | 75903636 | 78664316 | 84651887 | 89048490 | 89538341 | 93569426 | 88896757 | 93375365 | 92352262 | 88616026 | 89218460 | 86521156 | 85175823 | 87266835 | 79975499 | 78316156 | 79098015 | 75850311 | 76835514 | 77018734 | 74548198 | 72485367 | 68149184 | 67067820 | 64193802 | 61096874
Kentucky | ..Energy-only providers | 0 | 0 | 0 | 0 | 0 | 0 | 0 | 0 | 0 | 0 | 0 | 0 | 0 | 0 | 0 | 0 | 0 | 0 | 0 | 0 | 0 | 0 | 0 | 0 | 0 | 0 | 0 | 0 | 0 | 0 | 0 | 0
Kentucky | ..Facility direct sales | 127468.5 | 120078 | 128106 | 130341 | 131349 | 135976 | 134994 | 174608 | 111955 | 0 | 0 | 0 | 0 | 53049 | 51838 | 127409 | 133006 | 0 | 43808 | 43317 | 0 | 0 | 0 | 0 | 0 | 0 | 0 | 0 | 0 | 0 | 0 | 0
Kentucky | Total electric industry sales | 74097701 | 71800399 | 75345382 | 76610636 | 72634387 | 74553575 | 76038630 | 78838924 | 84763842 | 89048490 | 89538341 | 93569426 | 88896757 | 93428414 | 92404100 | 88743435 | 89351466 | 86521156 | 85219631 | 87310152 | 79975499 | 78316156 | 79098015 | 75850311 | 76835514 | 77018734 | 74548198 | 72485367 | 68149184 | 67067820 | 64193802 | 61096874
Kentucky | Direct use | 346043.5 | 283494 | 317510 | 368558 | 414612 | 406421 | 388445 | 391720 | 255070 | 271434 | 369324 | 458870 | 381874 | 365975 | 477076 | 399822 | 389447 | 188482 | 188286 | 185925 | 181970 | 358581 | 193346 | 11314 | 9540 | 7565 | 3392 | 0 | 0 | 0 | 0 | 0
Kentucky | Total international exports | 43.5 | 0 | 0 | 167 | 7 | 0 | 0 | 0 | 0 | 0 | 0 | 0 | 0 | 0 | 0 | 0 | 250 | 0 | 0 | 0 | 0 | 0 | 0 | 0 | 0 | 0 | 0 | 0 | 0 | 0 | 0 | 0
Kentucky | Estimated losses | 3996746 | 3998871 | 4085519 | 3951397 | 3951197 | 3891032 | 3792308 | 4105138 | 4553483 | 4822328 | 5532899 | 5780510 | 5658939 | 5951436 | 5848484 | 5754024 | 5971871 | 6339924 | 6257518 | 6549102 | 6254361 | 6091687 | 6205408 | 5393541 | 5793162 | 5978324 | 5689909 | 5506448 | 5454228 | 5301965 | 4929108 | 4638523
Kentucky | Unaccounted | 214519.25 | -160902 | 114825 | 420930 | 483224 | 907207 | 1163432 | 1020245 | 1278685 | 1522761 | 567231 | 821050 | 801356 | 1220110 | 1472703 | 0 | 0 | 0 | 0 | 0 | 0 | 0 | 0 | 0 | 0 | 0 | 0 | 0 | 0 | 0 | 0 | 0
Kentucky | Net interstate exports | 0 | 0 | 0 | 0 | 0 | 515266 | 2160856 | 6540408 | 0 | 0 | 2343187 | 0 | 0 | 0 | 0 | 50181 | 0 | 0 | 0 | 0 | 6908617 | 5205089 | 3748375 | 6212315 | 5456680 | 1935306 | 2253439 | 2801416 | 8216951 | 1879588 | 3606176 | 5362406
Kentucky | Total disposition | 78655053.25 | 75921862 | 79863236 | 81351688 | 77483427 | 80273501 | 83543671 | 90896435 | 90851080 | 95665014 | 98350982 | 100629855 | 95738926 | 100965935 | 100202362 | 98792014 | 99586202 | 97133917 | 94882790 | 97183130 | 95417624 | 93006083 | 92681909 | 90933027 | 91572095 | 88447496 | 86165836 | 84097034 | 84997718 | 77351259 | 75505081 | 73807286
Kentucky | Net interstate trade | -6821283.75 | -12382855 | -8058982 | -2541223 | -4302075 | 515266 | 2160856 | 6540408 | -1110059 | -5715325 | 2343187 | -2412197 | -5108499 | -3102595 | -2977043 | 50181 | -1763783 | -2603970 | -3163970 | -5076462 | 6908617 | 5205089 | 3748375 | 6212315 | 5456680 | 1935306 | 2253439 | 2801416 | 8216951 | 1879588 | 3606176 | 5362406
Kentucky | Net trade index (ratio) | 0.9125 | 0.84 | 0.9 | 0.97 | 0.94 | 1.01 | 1.03 | 1.08 | 0.99 | 0.94 | 1.02 | 0.98 | 0.95 | 0.97 | 0.97 | 1 | 0.98 | 0.97 | 0.97 | 0.95 | 1.08 | 1.06 | 1.04 | 1.07 | 1.06 | 1.02 | 1.03 | 1.03 | 1.11 | 1.02 | 1.05 | 1.08
Kentucky | Facility Direct Sales are electricity sales from non utility power producers which reported electricity sales to an ultimate customer. Net Interstate Trade = Total Supply - (Total Electric Industry Sales + Direct Use + Total International Exports (if applies) + Estimated Losses). Net Trade Index is the sum of Total Supply / (Total Disposition - Net Interstate Trade). A negative Net Interstate Trade value indicates a net import of electric power. Notes: Totals may not equal sum of components because of independent rounding. Estimated Losses are reported at the utility level, and then allocated to States based on the utility`s salesto ultimate customers by State. Reported losses may include electricity unaccounted for by the utility. Direct use is commercial or industrial use of electricity that (1) is self-generated (2) is produced by either the same entity that consumes the power or an affiliate,and (3) is used in direct support of a service or industrial process located within the same facility or group of facilities that houses the generating equipment. Direct use is exclusive of station use. Beginning with publication year 2010, Total disposition has been reorganized to include Net Interstate Trade. Therefore, Total Disposition equals Total Supply. Sources: U.S. Energy Information Administration, Form EIA-923, Power Plant Operations Report and predecessor forms. U.S. Energy Information Administration,Form EIA-860, Annual Electric Generator Report. U.S. Energy Information Administration, Form EIA-861, Annual Electric Power Industry Report. Form EIA-111, Quarterly Imports and Exports Report. | 0 0: 0
Kentucky | Table 10. Supply and disposition of electricity, 1990 through 2020 | 0 | Column2 | Column3 | Column4 | Column5 | Column6 | Column7 | Column8 | Column9 | Column10 | Column11 | Column12 | Column13 | Column14 | Column15 | Column16 | Column17 | Column18 | Column19 | Column20 | Column21 | Column22 | Column23 | Column24 | Column25 | Column26 | Column27 | Column28 | Column29 | Column30 | Column31 | Column32
| Louisiana | 0 0: 0
Louisiana | megawatthours | 0 0: 0
Louisiana | Category | 0 | Year 2020 | Year 2019 | Year 2018 | Year 2017 | Year 2016 | Year 2015 | Year 2014 | Year 2013 | Year 2012 | Year 2011 | Year 2010 | Year 2009 | Year 2008 | Year 2007 | Year 2006 | Year 2005 | Year 2004 | Year 2003 | Year 2002 | Year 2001 | Year 2000 | Year 1999 | Year 1998 | Year 1997 | Year 1996 | Year 1995 | Year 1994 | Year 1993 | Year 1992 | Year 1991 | Year 1990
Louisiana | Supply | 0 0: 0
Louisiana | Generation | 0 0: 0
Louisiana | ..Electric utilities | 61147970 | 65841199 | 59912296 | 62152041 | 56686344 | 64485745 | 65729889 | 58518271 | 56226016 | 52048167 | 54924000 | 51680682 | 43591889 | 43164448 | 43523037 | 40891159 | 44157533 | 47603602 | 43485059 | 54921960 | 50378001 | 57601142 | 64837110 | 66107474 | 61120002 | 58643113 | 65555229 | 60169910 | 59352572 | 55188230 | 57157976 | 58168408
Louisiana | ..Independent power producers | 5181584 | 2700113 | 4941551 | 6102429 | 6982243 | 7786193 | 8432811 | 12086823 | 13211712 | 17475854 | 17100656 | 17779825 | 16746137 | 18767689 | 17734541 | 18740272 | 18095316 | 18810750 | 21183675 | 16941134 | 14007165 | 11091323 | 1024419 | 1264378 | 1252781 | 1166540 | 1161787 | 1169374 | 1434476 | 854614 | 748752 | 865774
Louisiana | ..Combined heat and power, electric | 2892890 | 2434453 | 2970427 | 3064512 | 3102168 | 2495579 | 2709824 | 2067416 | 2246533 | 5848697 | 5093953 | 5083189 | 4836103 | 4317306 | 4416107 | 4165057 | 8253919 | 5233217 | 1844593 | 1649912 | 1551177 | 1420939 | 1521673 | 1663546 | 1567758 | 1377364 | 1404266 | 1605817 | 1579013 | 953995 | 1580946 | 1603665
Louisiana | Electric power sector generation subtotal | 69222444 | 70975765 | 67824274 | 71318982 | 66770755 | 74767517 | 76872524 | 72672510 | 71684261 | 75372718 | 77118609 | 74543696 | 65174129 | 66249443 | 65673685 | 63796488 | 70506768 | 71647569 | 66513327 | 73513006 | 65936343 | 70113404 | 67383202 | 69035397 | 63940541 | 61187017 | 68121282 | 62945100 | 62366060 | 56996839 | 59487674 | 60637847
Louisiana | ..Combined heat and power, commercial | 164540.5 | 187321 | 163513 | 170461 | 136867 | 169558 | 176168 | 190355 | 202585 | 45015 | 47030 | 47190 | 44752 | 46308 | 42950 | 38616 | 38053 | 19655 | 23321 | 32000 | 64891 | 31710 | 16806 | 28405 | 31554 | 26635 | 28109 | 26250 | 25052 | 30669 | 27529 | 30669
Louisiana | ..Combined heat and power, industrial | 30812072.75 | 29610685 | 32186975 | 30639041 | 30811590 | 32331728 | 30763662 | 31366537 | 30123331 | 27989972 | 28325098 | 28294054 | 25774795 | 26157391 | 26861693 | 27086726 | 22072057 | 26505085 | 28348392 | 21425957 | 21893147 | 22720521 | 22541745 | 20584810 | 18849547 | 16526244 | 16410332 | 16414610 | 16584423 | 16346615 | 15457489 | 15797112
Louisiana | Industrial and commercial generation subtotal | 30976613.5 | 29798006 | 32350488 | 30809502 | 30948458 | 32501286 | 30939830 | 31556892 | 30325916 | 28034988 | 28372128 | 28341244 | 25819547 | 26203699 | 26904643 | 27125342 | 22110110 | 26524740 | 28371713 | 21457957 | 21958038 | 22752231 | 22558551 | 20613215 | 18881101 | 16552879 | 16438442 | 16440860 | 16609475 | 16377284 | 15485018 | 15827781
Louisiana | Total net generation | 100199057.75 | 100773771 | 100174762 | 102128485 | 97719213 | 107268804 | 107812354 | 104229402 | 102010177 | 103407706 | 105490737 | 102884940 | 90993676 | 92453141 | 92578329 | 90921829 | 92616878 | 98172309 | 94885040 | 94970963 | 87894382 | 92865635 | 89941753 | 89648612 | 82821642 | 77739896 | 84559724 | 79385960 | 78975535 | 73374123 | 74972692 | 76465628
Louisiana | Total international imports | 0 | 0 | 0 | 0 | 0 | 0 | 0 | 0 | 0 | 0 | 0 | 0 | 0 | 0 | 0 | 0 | 0 | 0 | 0 | 0 | 0 | 0 | 0 | 0 | 0 | 0 | 0 | 0 | 0 | 0 | 0 | 0
Louisiana | Net interstate imports | 18020144.25 | 13854884 | 19849400 | 17346437 | 21029856 | 11457398 | 10649112 | 12607417 | 9280536 | 8034504 | 7051921 | 8686991 | 12307227 | 11978785 | 13568543 | 0 | 0 | 0 | 0 | 0 | 0 | 0 | 0 | 0 | 2248147 | 6823657 | 0 | 0 | 0 | 0 | 0 | 0
Louisiana | Total supply | 118219202 | 114628655 | 120024162 | 119474922 | 118749069 | 118726202 | 118461466 | 116836819 | 111290713 | 111442210 | 112542658 | 111571931 | 103300903 | 104431926 | 106146872 | 90921829 | 92616878 | 98172309 | 94885040 | 94970963 | 87894382 | 92865635 | 89941753 | 89648612 | 85069789 | 84563553 | 84559724 | 79385960 | 78975535 | 73374123 | 74972692 | 76465628
Louisiana | Disposition | 0 0: 0
Louisiana | Sales to ultimate customers | 0 0: 0
Louisiana | ..Full service providers | 91911804.25 | 89126685 | 93128525 | 94186072 | 91205935 | 91452659 | 91676489 | 90628316 | 85807932 | 84730743 | 86369081 | 85079692 | 78669582 | 78725774 | 79566937 | 77467748 | 77389170 | 79737112 | 77726767 | 79260989 | 74692751 | 80690346 | 78266678 | 77716091 | 75885666 | 75269095 | 72827190 | 70131806 | 67755825 | 65098330 | 64704299 | 63825890
Louisiana | ..Energy-only providers | 0 | 0 | 0 | 0 | 0 | 0 | 0 | 0 | 0 | 0 | 0 | 0 | 0 | 0 | 0 | 0 | 0 | 0 | 0 | 0 | 0 | 0 | 0 | 0 | 0 | 0 | 0 | 0 | 0 | 0 | 0 | 0
Louisiana | ..Facility direct sales | 0 | 0 | 0 | 0 | 0 | 0 | 0 | 0 | 0 | 0 | 0 | 0 | 0 | 0 | 0 | 0 | 0 | 0 | 42555 | 30600 | 0 | 0 | 0 | 0 | 0 | 0 | 0 | 0 | 0 | 0 | 0 | 0
Louisiana | Total electric industry sales | 91911804.25 | 89126685 | 93128525 | 94186072 | 91205935 | 91452659 | 91676489 | 90628316 | 85807932 | 84730743 | 86369081 | 85079692 | 78669582 | 78725774 | 79566937 | 77467748 | 77389170 | 79737112 | 77769322 | 79291589 | 74692751 | 80690346 | 78266678 | 77716091 | 75885666 | 75269095 | 72827190 | 70131806 | 67755825 | 65098330 | 64704299 | 63825890
Louisiana | Direct use | 21082532 | 20737854 | 21703921 | 19913457 | 21974896 | 21387685 | 20810055 | 20316681 | 19578774 | 20674036 | 20289364 | 20489652 | 18914254 | 19663178 | 20275838 | 23505570 | 20420004 | 22071042 | 22048053 | 21771594 | 21308389 | 23413783 | 22189003 | 20351947 | 18941462 | 16661366 | 16486132 | 16664498 | 16785837 | 16322502 | 15449070 | 17277108
Louisiana | Total international exports | 0 | 0 | 0 | 0 | 0 | 0 | 0 | 0 | 0 | 0 | 0 | 0 | 0 | 0 | 0 | 0 | 0 | 0 | 0 | 0 | 0 | 0 | 0 | 0 | 0 | 0 | 0 | 0 | 0 | 0 | 0 | 0
Louisiana | Estimated losses | 4958248 | 4963845 | 5049790 | 4857897 | 4961460 | 4773013 | 4572222 | 4719011 | 4609571 | 4588505 | 5337059 | 5256033 | 5007903 | 5014871 | 5035988 | 5022921 | 5172362 | 5842816 | 5710456 | 5947632 | 5841232 | 6276359 | 6140187 | 5526212 | 5721547 | 5842515 | 5558552 | 5327656 | 5422746 | 5146269 | 4968307 | 4845712
Louisiana | Unaccounted | 266617.75 | -199729 | 141926 | 517496 | 606778 | 1112844 | 1402699 | 1172810 | 1294436 | 1448926 | 547153 | 746554 | 709164 | 1028104 | 1268109 | 0 | 0 | 0 | 0 | 0 | 0 | 0 | 0 | 0 | 0 | 0 | 0 | 0 | 0 | 0 | 0 | 0
Louisiana | Net interstate exports | 0 | 0 | 0 | 0 | 0 | 0 | 0 | 0 | 0 | 0 | 0 | 0 | 0 | 0 | 0 | 4702917 | 6343323 | 8632675 | 8275482 | 6691528 | 5210662 | 2379870 | 1920935 | 2823583 | 0 | 0 | 2568034 | 713301 | 2621153 | 102404 | 2486563 | 4946237
Louisiana | Total disposition | 118219202 | 114628655 | 120024162 | 119474922 | 118749069 | 118726202 | 118461466 | 116836819 | 111290713 | 111442210 | 112542658 | 111571931 | 103300903 | 104431926 | 106146872 | 90921829 | 92616878 | 98172309 | 94885040 | 94970963 | 87894382 | 92865635 | 89941753 | 89648612 | 85069789 | 84563553 | 84559724 | 79385960 | 78975535 | 73374123 | 74972692 | 76465628
Louisiana | Net interstate trade | -18020144.25 | -13854884 | -19849400 | -17346437 | -21029856 | -11457398 | -10649112 | -12607417 | -9280536 | -8034504 | -7051921 | -8686991 | -12307227 | -11978785 | -13568543 | 4702917 | 6343323 | 8632675 | 8275482 | 6691528 | 5210662 | 2379870 | 1920935 | 2823583 | -2248147 | -6823657 | 2568034 | 713301 | 2621153 | 102404 | 2486563 | 4946237
Louisiana | Net trade index (ratio) | 0.845 | 0.88 | 0.83 | 0.85 | 0.82 | 0.9 | 0.91 | 0.89 | 0.92 | 0.93 | 0.94 | 0.92 | 0.88 | 0.89 | 0.87 | 1.05 | 1.07 | 1.1 | 1.1 | 1.08 | 1.06 | 1.03 | 1.02 | 1.03 | 0.97 | 0.92 | 1.03 | 1.01 | 1.03 | 1 | 1.03 | 1.07
Louisiana | Facility Direct Sales are electricity sales from non utility power producers which reported electricity sales to an ultimate customer. Net Interstate Trade = Total Supply - (Total Electric Industry Sales + Direct Use + Total International Exports (if applies) + Estimated Losses). Net Trade Index is the sum of Total Supply / (Total Disposition - Net Interstate Trade). A negative Net Interstate Trade value indicates a net import of electric power. Notes: Totals may not equal sum of components because of independent rounding. Estimated Losses are reported at the utility level, and then allocated to States based on the utility`s salesto ultimate customers by State. Reported losses may include electricity unaccounted for by the utility. Direct use is commercial or industrial use of electricity that (1) is self-generated (2) is produced by either the same entity that consumes the power or an affiliate,and (3) is used in direct support of a service or industrial process located within the same facility or group of facilities that houses the generating equipment. Direct use is exclusive of station use. Beginning with publication year 2010, Total disposition has been reorganized to include Net Interstate Trade. Therefore, Total Disposition equals Total Supply. Sources: U.S. Energy Information Administration, Form EIA-923, Power Plant Operations Report and predecessor forms. U.S. Energy Information Administration,Form EIA-860, Annual Electric Generator Report. U.S. Energy Information Administration, Form EIA-861, Annual Electric Power Industry Report. Form EIA-111, Quarterly Imports and Exports Report. | 0 0: 0
Louisiana | Table 10. Supply and disposition of electricity, 1990 through 2020 | 0 | Column2 | Column3 | Column4 | Column5 | Column6 | Column7 | Column8 | Column9 | Column10 | Column11 | Column12 | Column13 | Column14 | Column15 | Column16 | Column17 | Column18 | Column19 | Column20 | Column21 | Column22 | Column23 | Column24 | Column25 | Column26 | Column27 | Column28 | Column29 | Column30 | Column31 | Column32
| Maine | 0 0: 0
Maine | megawatthours | 0 0: 0
Maine | Category | 0 | Year 2020 | Year 2019 | Year 2018 | Year 2017 | Year 2016 | Year 2015 | Year 2014 | Year 2013 | Year 2012 | Year 2011 | Year 2010 | Year 2009 | Year 2008 | Year 2007 | Year 2006 | Year 2005 | Year 2004 | Year 2003 | Year 2002 | Year 2001 | Year 2000 | Year 1999 | Year 1998 | Year 1997 | Year 1996 | Year 1995 | Year 1994 | Year 1993 | Year 1992 | Year 1991 | Year 1990
Maine | Supply | 0 0: 0
Maine | Generation | 0 0: 0
Maine | ..Electric utilities | 1702.5 | 2914 | 3791 | 19 | 86 | 32 | 84 | 523 | 597 | 168 | 754 | 1759 | 867 | 1080 | 1317 | 489 | 827 | 1121 | 1409 | 865 | 0 | 2781 | 1189273 | 3549008 | 3222785 | 7800149 | 2668381 | 9015544 | 8075919 | 8334852 | 9518506 | 9063595
Maine | ..Independent power producers | 8214561.25 | 7625626 | 7896809 | 8709840 | 8625970 | 8907650 | 8657211 | 9215651 | 8494974 | 9563701 | 10261236 | 11278222 | 10946052 | 10941817 | 10153675 | 11090726 | 13126822 | 12629923 | 11668137 | 13006058 | 12050331 | 7619430 | 5949337 | 1804636 | 1595035 | 1611051 | 1500807 | 1911367 | 1921714 | 1807409 | 1884042 | 1880020
Maine | ..Combined heat and power, electric | 583578 | 594818 | 560001 | 598625 | 580868 | 549926 | 665508 | 588453 | 611503 | 622028 | 628404 | 603178 | 478959 | 574517 | 701780 | 700901 | 729951 | 1399971 | 1691119 | 3211973 | 2924452 | 1691279 | 828690 | 841585 | 787336 | 814946 | 802673 | 660636 | 801155 | 824465 | 750982 | 473220
Maine | Electric power sector generation subtotal | 8799841.75 | 8223358 | 8460601 | 9308484 | 9206924 | 9457608 | 9322803 | 9804627 | 9107074 | 10185897 | 10890394 | 11883159 | 11425878 | 11517413 | 10856771 | 11792116 | 13857600 | 14031015 | 13360665 | 16218896 | 14974783 | 9313490 | 7967301 | 6195230 | 5605156 | 10226146 | 4971861 | 11587547 | 10798788 | 10966725 | 12153530 | 11416834
Maine | ..Combined heat and power, commercial | 155478 | 109968 | 131842 | 165415 | 214687 | 205460 | 206050 | 207801 | 205500 | 207995 | 176454 | 178946 | 184120 | 177026 | 173197 | 172342 | 177275 | 175866 | 182850 | 179639 | 180232 | 198115 | 182346 | 201274 | 206785 | 209366 | 207455 | 208264 | 204250 | 185187 | 169308 | 167268
Maine | ..Combined heat and power, industrial | 1804033.25 | 1668544 | 1898119 | 1806801 | 1842669 | 1851359 | 2212412 | 3236282 | 4717464 | 4654404 | 4906840 | 4956554 | 4739851 | 5400480 | 5098599 | 4851715 | 4809103 | 4892005 | 5428121 | 6136498 | 4409800 | 4536343 | 4524281 | 4606816 | 4521466 | 4498861 | 4583735 | 4660339 | 4611234 | 4531632 | 5021945 | 4361912
Maine | Industrial and commercial generation subtotal | 1959511.25 | 1778512 | 2029961 | 1972216 | 2057356 | 2056819 | 2418462 | 3444083 | 4922964 | 4862399 | 5083294 | 5135500 | 4923971 | 5577506 | 5271796 | 5024057 | 4986378 | 5067871 | 5610971 | 6316137 | 4590032 | 4734457 | 4706627 | 4808090 | 4728250 | 4708227 | 4791190 | 4868602 | 4815484 | 4716820 | 5191252 | 4529180
Maine | Total net generation | 10759353 | 10001870 | 10490562 | 11280700 | 11264280 | 11514427 | 11741265 | 13248710 | 14030038 | 15048296 | 15973688 | 17018660 | 16349849 | 17094919 | 16128567 | 16816173 | 18843978 | 19098885 | 18971635 | 22535033 | 19564815 | 14047948 | 12673928 | 11003320 | 10333407 | 14934373 | 9763051 | 16456149 | 15614272 | 15683545 | 17344783 | 15946014
Maine | Total international imports | 3957580.5 | 2961066 | 4056379 | 4348760 | 4464117 | 4983411 | 4999517 | 4703435 | 5099580 | 2665099 | 3238791 | 2840325 | 2604323 | 1743201 | 4262829 | 3774215 | 2536904 | 3921993 | 2675781 | 2277141 | 2901585 | 4236111 | 4436281 | 3956949 | 3441059 | 4326659 | 4622107 | 3179349 | 2091572 | 1875873 | 1880853 | 2338550
Maine | Net interstate imports | 290340.25 | 1113113 | 48248 | 0 | 0 | 0 | 0 | 0 | 0 | 0 | 0 | 0 | 0 | 0 | 0 | 0 | 0 | 0 | 0 | 0 | 0 | 0 | 0 | 0 | 0 | 0 | 0 | 0 | 0 | 0 | 0 | 0
Maine | Total supply | 15007273.75 | 14076049 | 14595189 | 15629460 | 15728397 | 16497838 | 16740782 | 17952145 | 19129618 | 17713395 | 19212479 | 19858985 | 18954172 | 18838120 | 20391396 | 20590388 | 21380882 | 23020878 | 21647416 | 24812174 | 22466400 | 18284059 | 17110209 | 14960269 | 13774466 | 19261032 | 14385158 | 19635498 | 17705844 | 17559418 | 19225636 | 18284564
Maine | Disposition | 0 0: 0
Maine | Sales to ultimate customers | 0 0: 0
Maine | ..Full service providers | 6284280 | 6244700 | 6405730 | 6460259 | 6026431 | 5747904 | 5725214 | 162660 | 159790 | 155943 | 155374 | 151588 | 150371 | 154046 | 158545 | 168815 | 173186 | 462968 | 398028 | 1025206 | 3984671 | 6405329 | 11943634 | 11598695 | 11958939 | 11726431 | 11561302 | 11605815 | 11952356 | 11483027 | 11382784 | 11528975
Maine | ..Energy-only providers | 5296783.5 | 4993448 | 5215556 | 5791947 | 5186183 | 5642061 | 6161801 | 11838518 | 11695257 | 11405116 | 11259971 | 11379980 | 11132596 | 11519627 | 11701657 | 11453101 | 11993285 | 11774885 | 11203056 | 10416152 | 8165733 | 5757648 | 0 | 0 | 0 | 0 | 0 | 0 | 0 | 0 | 0 | 0
Maine | ..Facility direct sales | 80754.75 | 108592 | 110754 | 102613 | 1060 | 58986 | 1153 | 1483 | 0 | 0 | 0 | 0 | 0 | 0 | 0 | 662852 | 196408 | 129815 | 370753 | 185826 | 0 | 0 | 0 | 0 | 0 | 0 | 0 | 0 | 0 | 0 | 0 | 0
Maine | Total electric industry sales | 11661818.25 | 11346740 | 11732040 | 12354819 | 11213674 | 11448951 | 11888168 | 12002661 | 11855047 | 11561059 | 11415345 | 11531568 | 11282967 | 11673673 | 11860202 | 12284768 | 12362879 | 12367668 | 11971837 | 11627184 | 12150404 | 12162977 | 11943634 | 11598695 | 11958939 | 11726431 | 11561302 | 11605815 | 11952356 | 11483027 | 11382784 | 11528975
Maine | Direct use | 2062842 | 1935115 | 2172889 | 2032518 | 2110846 | 2150888 | 2417219 | 3151592 | 3441547 | 3479054 | 3523261 | 3428666 | 3085306 | 3635765 | 3810538 | 4344309 | 2588443 | 4372401 | 4367847 | 4313079 | 4221315 | 4492947 | 3913806 | 4659261 | 4453381 | 4357192 | 4401080 | 4384524 | 4472253 | 4391388 | 4264990 | 4251383
Maine | Total international exports | 98989 | 187673 | 36224 | 104527 | 67532 | 38347 | 283445 | 190871 | 226742 | 620069 | 585508 | 993123 | 623965 | 624146 | 898282 | 591193 | 150974 | 124034 | 236444 | 192089 | 80562 | 381268 | 583136 | 15775 | 7744 | 30576 | 26445 | 44516 | 145241 | 318469 | 242418 | 114982
Maine | Estimated losses | 628836 | 631948 | 636157 | 637233 | 610006 | 597533 | 592904 | 624978 | 636849 | 626077 | 705396 | 712395 | 718245 | 743619 | 750662 | 796530 | 826282 | 906253 | 879070 | 872151 | 950204 | 946076 | 937003 | 824757 | 901667 | 910225 | 882419 | 881652 | 956591 | 907777 | 874024 | 875289
Maine | Unaccounted | 33734 | -25428 | 17879 | 67882 | 74603 | 139317 | 181895 | 155325 | 178837 | 197698 | 72317 | 101187 | 101710 | 152450 | 189024 | 0 | 0 | 0 | 0 | 0 | 0 | 0 | 0 | 0 | 0 | 0 | 0 | 0 | 0 | 0 | 0 | 0
Maine | Net interstate exports | 521054.25 | 0 | 0 | 432481 | 1651736 | 2122802 | 1377151 | 1826718 | 2790596 | 1229438 | 2910653 | 3092046 | 3141979 | 2008468 | 2882689 | 6326058 | 7448426 | 9007802 | 8077292 | 11673818 | 8934774 | 4262320 | 3094417 | 1984713 | 358974 | 6054250 | 1340767 | 6570146 | 4089918 | 4314660 | 6229911 | 5249781
Maine | Total disposition | 15007273.75 | 14076049 | 14595189 | 15629460 | 15728397 | 16497838 | 16740782 | 17952145 | 19129618 | 17713395 | 19212479 | 19858985 | 18954172 | 18838120 | 20391396 | 20590388 | 21380882 | 23020878 | 21647416 | 24812174 | 22466400 | 18284059 | 17110209 | 14960269 | 13774466 | 19261032 | 14385158 | 19635498 | 17705844 | 17559418 | 19225636 | 18284564
Maine | Net interstate trade | 230714 | -1113113 | -48248 | 432481 | 1651736 | 2122802 | 1377151 | 1826718 | 2790596 | 1229438 | 2910653 | 3092046 | 3141979 | 2008468 | 2882689 | 6326058 | 7448426 | 9007802 | 8077292 | 11673818 | 8934774 | 4262320 | 3094417 | 1984713 | 358974 | 6054250 | 1340767 | 6570146 | 4089918 | 4314660 | 6229911 | 5249781
Maine | Net trade index (ratio) | 1.0175 | 0.92 | 1 | 1.03 | 1.12 | 1.15 | 1.09 | 1.11 | 1.17 | 1.07 | 1.18 | 1.18 | 1.2 | 1.12 | 1.16 | 1.44 | 1.53 | 1.64 | 1.6 | 1.89 | 1.66 | 1.3 | 1.22 | 1.15 | 1.03 | 1.46 | 1.1 | 1.5 | 1.3 | 1.33 | 1.48 | 1.4
Maine | Facility Direct Sales are electricity sales from non utility power producers which reported electricity sales to an ultimate customer. Net Interstate Trade = Total Supply - (Total Electric Industry Sales + Direct Use + Total International Exports (if applies) + Estimated Losses). Net Trade Index is the sum of Total Supply / (Total Disposition - Net Interstate Trade). A negative Net Interstate Trade value indicates a net import of electric power. Notes: Totals may not equal sum of components because of independent rounding. Estimated Losses are reported at the utility level, and then allocated to States based on the utility`s salesto ultimate customers by State. Reported losses may include electricity unaccounted for by the utility. Direct use is commercial or industrial use of electricity that (1) is self-generated (2) is produced by either the same entity that consumes the power or an affiliate,and (3) is used in direct support of a service or industrial process located within the same facility or group of facilities that houses the generating equipment. Direct use is exclusive of station use. Beginning with publication year 2010, Total disposition has been reorganized to include Net Interstate Trade. Therefore, Total Disposition equals Total Supply. Sources: U.S. Energy Information Administration, Form EIA-923, Power Plant Operations Report and predecessor forms. U.S. Energy Information Administration,Form EIA-860, Annual Electric Generator Report. U.S. Energy Information Administration, Form EIA-861, Annual Electric Power Industry Report. Form EIA-111, Quarterly Imports and Exports Report. | 0 0: 0
Maine | Table 10. Supply and disposition of electricity, 1990 through 2020 | 0 | Column2 | Column3 | Column4 | Column5 | Column6 | Column7 | Column8 | Column9 | Column10 | Column11 | Column12 | Column13 | Column14 | Column15 | Column16 | Column17 | Column18 | Column19 | Column20 | Column21 | Column22 | Column23 | Column24 | Column25 | Column26 | Column27 | Column28 | Column29 | Column30 | Column31 | Column32
| Maryland | 0 0: 0
Maryland | megawatthours | 0 0: 0
Maryland | Category | 0 | Year 2020 | Year 2019 | Year 2018 | Year 2017 | Year 2016 | Year 2015 | Year 2014 | Year 2013 | Year 2012 | Year 2011 | Year 2010 | Year 2009 | Year 2008 | Year 2007 | Year 2006 | Year 2005 | Year 2004 | Year 2003 | Year 2002 | Year 2001 | Year 2000 | Year 1999 | Year 1998 | Year 1997 | Year 1996 | Year 1995 | Year 1994 | Year 1993 | Year 1992 | Year 1991 | Year 1990
Maryland | Supply | 0 0: 0
Maryland | Generation | 0 0: 0
Maryland | ..Electric utilities | 2610445.5 | 3030281 | 3358939 | 3796556 | 256006 | 7296 | 19408 | 20260 | 30205 | 8955 | 7872 | 2996 | 2294 | 5856 | 23712 | 11941 | 44235 | 30023 | 51722 | 30734 | 88150 | 31783195 | 49323828 | 48513503 | 44552905 | 44380543 | 44658945 | 43765565 | 43488284 | 39586558 | 38215120 | 31497406
Maryland | ..Independent power producers | 32427511.75 | 30097976 | 32580716 | 36246768 | 30784587 | 33584415 | 32629965 | 34354775 | 33231034 | 35174054 | 39090434 | 40878753 | 40492074 | 43748221 | 46274482 | 45406488 | 48780210 | 48456631 | 48824270 | 44828480 | 46079379 | 15800863 | 341187 | 305063 | 289901 | 276544 | 166856 | 20192 | 18435 | 19857 | 19857 | 19857
Maryland | ..Combined heat and power, electric | 2260845.5 | 1918934 | 2204097 | 2682824 | 2237527 | 2857542 | 2936736 | 2694499 | 1823517 | 1846834 | 1869224 | 2236734 | 2795440 | 3086107 | 3274842 | 2901687 | 3195788 | 2926029 | 2812949 | 2835393 | 2807724 | 3050295 | 1527960 | 1404885 | 1376564 | 1135731 | 1070587 | 1066554 | 1017379 | 1122296 | 1191769 | 1227013
Maryland | Electric power sector generation subtotal | 37298802.75 | 35047191 | 38143752 | 42726148 | 33278120 | 36449253 | 35586109 | 37069534 | 35084756 | 37029843 | 40967530 | 43118484 | 43289809 | 46840184 | 49573036 | 48320116 | 52020233 | 51412683 | 51688941 | 47694607 | 48975253 | 50634353 | 51192975 | 50223452 | 46219370 | 45792817 | 45896388 | 44852311 | 44524099 | 40728711 | 39426746 | 32744277
Maryland | ..Combined heat and power, commercial | 839255.5 | 935450 | 1038871 | 839887 | 542814 | 449117 | 503791 | 414491 | 443515 | 235266 | 236330 | 39980 | 31890 | 40212 | 27881 | 32118 | 53861 | 49417 | 30899 | 9504 | 30087 | 24230 | 24883 | 29566 | 30063 | 31517 | 30118 | 26377 | 27480 | 34470 | 16393 | 70618
Maryland | ..Combined heat and power, industrial | 179847.25 | 46563 | 146067 | 243613 | 283146 | 268318 | 275644 | 349628 | 322541 | 544635 | 614207 | 448800 | 453133 | 480557 | 597006 | 604646 | 587506 | 590670 | 524397 | 574977 | 57000 | 486797 | 467759 | 399999 | 457962 | 450282 | 439139 | 460929 | 426310 | 414177 | 407743 | 347398
Maryland | Industrial and commercial generation subtotal | 1019102.75 | 982013 | 1184938 | 1083500 | 825960 | 717434 | 779434 | 764119 | 766056 | 779901 | 850538 | 488780 | 485023 | 520769 | 624887 | 636764 | 641367 | 640087 | 555297 | 584481 | 87087 | 511027 | 492643 | 429565 | 488026 | 481799 | 469257 | 487307 | 453789 | 448648 | 424137 | 418016
Maryland | Total net generation | 38317905.25 | 36029204 | 39328689 | 43809648 | 34104080 | 37166687 | 36365544 | 37833652 | 35850812 | 37809744 | 41818068 | 43607264 | 43774832 | 47360953 | 50197924 | 48956880 | 52661600 | 52052770 | 52244237 | 48279088 | 49062340 | 51145380 | 51685618 | 50653017 | 46707396 | 46274617 | 46365645 | 45339618 | 44977888 | 41177358 | 39850883 | 33162292
Maryland | Total international imports | 5108.5 | 0 | 0 | 16210 | 4224 | 116281 | 191659 | 181263 | 299623 | 0 | 204031 | 110803 | 0 | 0 | 0 | 0 | 0 | 0 | 0 | 0 | 37200 | 0 | 0 | 0 | 0 | 0 | 0 | 0 | 0 | 0 | 0 | 0
Maryland | Net interstate imports | 25940987.25 | 25565560 | 25934196 | 22859151 | 29405042 | 28798909 | 30040509 | 28524880 | 30881323 | 29116759 | 26806150 | 27224218 | 24447713 | 22029904 | 21556056 | 21334789 | 23535283 | 23044978 | 27095484 | 27834212 | 19118581 | 16882238 | 14748689 | 13945102 | 16353088 | 17749735 | 16847818 | 16068045 | 15719053 | 16201806 | 17392660 | 22330094
Maryland | Total supply | 64264001 | 61594764 | 65262885 | 66685009 | 63513346 | 66081877 | 66597712 | 66539795 | 67031758 | 66926503 | 68828249 | 70942285 | 68222545 | 69390857 | 71753980 | 70291669 | 76196883 | 75097748 | 79339721 | 76113300 | 68218121 | 68027618 | 66434307 | 64598119 | 63060484 | 64024352 | 63213463 | 61407663 | 60696941 | 57379164 | 57243543 | 55492386
Maryland | Disposition | 0 0: 0
Maryland | Sales to ultimate customers | 0 0: 0
Maryland | ..Full service providers | 29409003.25 | 29323992 | 29997242 | 30224830 | 28089949 | 29266915 | 29102052 | 29386791 | 28809703 | 29298603 | 31636835 | 36082473 | 35962461 | 36765861 | 38442080 | 41666356 | 49145460 | 53239637 | 59674515 | 59271452 | 59182756 | 60619909 | 59086225 | 57833638 | 56264488 | 56997520 | 56158045 | 54751623 | 53872404 | 50988788 | 51107809 | 49533730
Maryland | ..Energy-only providers | 30421240.5 | 28186040 | 30597930 | 31779510 | 31121482 | 32022104 | 32657267 | 32280252 | 33076087 | 32485461 | 31962314 | 29253025 | 26626682 | 26559916 | 26924046 | 21506787 | 19202110 | 13652063 | 11565646 | 9108454 | 2457264 | 57895 | 0 | 0 | 0 | 0 | 0 | 0 | 0 | 0 | 0 | 0
Maryland | ..Facility direct sales | 104765.75 | 119008 | 125486 | 82115 | 92454 | 64892 | 22400 | 16826 | 13688 | 29488 | 562 | 0 | 0 | 0 | 24534 | 0 | 17815 | 0 | 18422 | 0 | 0 | 0 | 0 | 0 | 0 | 0 | 0 | 0 | 0 | 0 | 0 | 0
Maryland | Total electric industry sales | 59935009.5 | 57629040 | 60720658 | 62086455 | 59303885 | 61353911 | 61781719 | 61683869 | 61899478 | 61813552 | 63599711 | 65335498 | 62589143 | 63325777 | 65390660 | 63173143 | 68365385 | 66891700 | 71258583 | 68379906 | 61640020 | 60677804 | 59086225 | 57833638 | 56264488 | 56997520 | 56158045 | 54751623 | 53872404 | 50988788 | 51107809 | 49533730
Maryland | Direct use | 921501.25 | 885261 | 1157180 | 1054698 | 588866 | 778876 | 787357 | 844760 | 872571 | 708468 | 895573 | 997202 | 1084931 | 1204206 | 1182411 | 1323256 | 1094648 | 1198292 | 1197044 | 1182034 | 1156886 | 1423701 | 1091511 | 1065636 | 586429 | 1224920 | 1253763 | 1247185 | 1211666 | 1286031 | 1323795 | 1324282
Maryland | Total international exports | 118.25 | 0 | 0 | 455 | 18 | 377 | 2075 | 1047 | 722 | 0 | 0 | 0 | 0 | 0 | 0 | 0 | 0 | 0 | 0 | 0 | 0 | 0 | 0 | 0 | 0 | 0 | 0 | 0 | 0 | 0 | 0 | 0
Maryland | Estimated losses | 3232607.25 | 3209607 | 3292510 | 3202274 | 3226038 | 3202127 | 3081267 | 3211875 | 3325218 | 3347449 | 3930057 | 4036281 | 3984264 | 4033883 | 4138737 | 4096075 | 4569251 | 4901556 | 5232384 | 5129151 | 4820463 | 4719718 | 4635440 | 4112417 | 4242170 | 4424244 | 4286276 | 4159280 | 4311605 | 4030856 | 3924303 | 3760640
Maryland | Unaccounted | 174765 | -129144 | 92537 | 341128 | 394539 | 746587 | 945293 | 798244 | 933770 | 1057034 | 402908 | 573304 | 564207 | 826991 | 1042172 | 0 | 0 | 0 | 0 | 0 | 0 | 0 | 0 | 0 | 0 | 0 | 0 | 0 | 0 | 0 | 0 | 0
Maryland | Net interstate exports | 0 | 0 | 0 | 0 | 0 | 0 | 0 | 0 | 0 | 0 | 0 | 0 | 0 | 0 | 0 | 0 | 0 | 0 | 0 | 0 | 0 | 0 | 0 | 0 | 0 | 0 | 0 | 0 | 0 | 0 | 0 | 0
Maryland | Total disposition | 64264001 | 61594764 | 65262885 | 66685009 | 63513346 | 66081877 | 66597712 | 66539795 | 67031758 | 66926503 | 68828249 | 70942285 | 68222545 | 69390857 | 71753980 | 70291669 | 76196883 | 75097748 | 79339721 | 76113300 | 68218121 | 68027618 | 66434307 | 64598119 | 63060484 | 64024352 | 63213463 | 61407663 | 60696941 | 57379164 | 57243543 | 55492386
Maryland | Net interstate trade | -25940987.25 | -25565560 | -25934196 | -22859151 | -29405042 | -28798909 | -30040509 | -28524880 | -30881323 | -29116759 | -26806150 | -27224218 | -24447713 | -22029904 | -21556056 | -21334789 | -23535283 | -23044978 | -27095484 | -27834212 | -19118581 | -16882238 | -14748689 | -13945102 | -16353088 | -17749735 | -16847818 | -16068045 | -15719053 | -16201806 | -17392660 | -22330094
Maryland | Net trade index (ratio) | 0.595 | 0.58 | 0.6 | 0.66 | 0.54 | 0.56 | 0.55 | 0.57 | 0.54 | 0.56 | 0.61 | 0.62 | 0.64 | 0.68 | 0.7 | 0.7 | 0.69 | 0.69 | 0.66 | 0.63 | 0.72 | 0.75 | 0.78 | 0.78 | 0.74 | 0.72 | 0.73 | 0.74 | 0.74 | 0.72 | 0.7 | 0.6
Maryland | Facility Direct Sales are electricity sales from non utility power producers which reported electricity sales to an ultimate customer. Net Interstate Trade = Total Supply - (Total Electric Industry Sales + Direct Use + Total International Exports (if applies) + Estimated Losses). Net Trade Index is the sum of Total Supply / (Total Disposition - Net Interstate Trade). A negative Net Interstate Trade value indicates a net import of electric power. Notes: Totals may not equal sum of components because of independent rounding. Estimated Losses are reported at the utility level, and then allocated to States based on the utility`s salesto ultimate customers by State. Reported losses may include electricity unaccounted for by the utility. Direct use is commercial or industrial use of electricity that (1) is self-generated (2) is produced by either the same entity that consumes the power or an affiliate,and (3) is used in direct support of a service or industrial process located within the same facility or group of facilities that houses the generating equipment. Direct use is exclusive of station use. Beginning with publication year 2010, Total disposition has been reorganized to include Net Interstate Trade. Therefore, Total Disposition equals Total Supply. Sources: U.S. Energy Information Administration, Form EIA-923, Power Plant Operations Report and predecessor forms. U.S. Energy Information Administration,Form EIA-860, Annual Electric Generator Report. U.S. Energy Information Administration, Form EIA-861, Annual Electric Power Industry Report. Form EIA-111, Quarterly Imports and Exports Report. | 0 0: 0
Maryland | Table 10. Supply and disposition of electricity, 1990 through 2020 | 0 | Column2 | Column3 | Column4 | Column5 | Column6 | Column7 | Column8 | Column9 | Column10 | Column11 | Column12 | Column13 | Column14 | Column15 | Column16 | Column17 | Column18 | Column19 | Column20 | Column21 | Column22 | Column23 | Column24 | Column25 | Column26 | Column27 | Column28 | Column29 | Column30 | Column31 | Column32
| Massachusetts | 0 0: 0
Massachusetts | megawatthours | 0 0: 0
Massachusetts | Category | 0 | Year 2020 | Year 2019 | Year 2018 | Year 2017 | Year 2016 | Year 2015 | Year 2014 | Year 2013 | Year 2012 | Year 2011 | Year 2010 | Year 2009 | Year 2008 | Year 2007 | Year 2006 | Year 2005 | Year 2004 | Year 2003 | Year 2002 | Year 2001 | Year 2000 | Year 1999 | Year 1998 | Year 1997 | Year 1996 | Year 1995 | Year 1994 | Year 1993 | Year 1992 | Year 1991 | Year 1990
Massachusetts | Supply | 0 0: 0
Massachusetts | Generation | 0 0: 0
Massachusetts | ..Electric utilities | 506778.5 | 487991 | 407062 | 586513 | 545548 | 468228 | 715117 | 679986 | 611320 | 591343 | 609632 | 802906 | 447912 | 507254 | 493885 | 942917 | 1622208 | 1524169 | 2055622 | 1156651 | 1566491 | 1704653 | 4359511 | 26036881 | 33898697 | 27758877 | 26971667 | 27466049 | 28163544 | 32838301 | 35802358 | 36478610
Massachusetts | ..Independent power producers | 21513915 | 15176724 | 18425259 | 23903563 | 28550114 | 28965856 | 27845467 | 27154376 | 29674084 | 31409340 | 34090820 | 38144942 | 35883397 | 39845907 | 43405931 | 41847076 | 42121854 | 41036127 | 40101716 | 34031265 | 30175749 | 30157682 | 29002645 | 12600181 | 3559542 | 3113851 | 3577177 | 2937976 | 2397608 | 1940521 | 1772224 | 1729309
Massachusetts | ..Combined heat and power, electric | 1909536.5 | 1758760 | 1813953 | 1772470 | 2292963 | 1763024 | 2808851 | 2532255 | 1897773 | 2911534 | 2692009 | 3191557 | 1917792 | 1443612 | 2399988 | 1938335 | 2895794 | 4053401 | 5378236 | 5852457 | 5768915 | 5981291 | 6332803 | 6295786 | 6646586 | 6139420 | 6240919 | 6648303 | 5618536 | 4422232 | 2573038 | 750576
Massachusetts | Electric power sector generation subtotal | 23930229.75 | 17423475 | 20646274 | 26262545 | 31388625 | 31197108 | 31369435 | 30366616 | 32183178 | 34912217 | 37392461 | 42139405 | 38249100 | 41796774 | 46299804 | 44728328 | 46639856 | 46613697 | 47535574 | 41040374 | 37511155 | 37843626 | 39694959 | 44932848 | 44104826 | 37012149 | 36789762 | 37052328 | 36179688 | 39201054 | 40147619 | 38958495
Massachusetts | ..Combined heat and power, commercial | 592793.5 | 576163 | 605667 | 641553 | 547791 | 531615 | 535128 | 600219 | 526844 | 469212 | 490071 | 496596 | 524889 | 489445 | 502938 | 573881 | 589666 | 572564 | 514326 | 574899 | 558200 | 426204 | 427603 | 358603 | 347403 | 437431 | 376752 | 314438 | 295085 | 317653 | 325856 | 305856
Massachusetts | ..Combined heat and power, industrial | 253670.5 | 214503 | 263695 | 268784 | 267700 | 226298 | 181406 | 151756 | 174999 | 196993 | 172288 | 168823 | 192662 | 219260 | 273233 | 295567 | 285921 | 314221 | 335124 | 412546 | 409079 | 428050 | 452833 | 392163 | 513101 | 504439 | 487968 | 572296 | 604433 | 568948 | 546313 | 546661
Massachusetts | Industrial and commercial generation subtotal | 846463.75 | 790666 | 869362 | 910337 | 815490 | 757913 | 716534 | 751975 | 701843 | 666205 | 662360 | 665419 | 717551 | 708705 | 776171 | 869448 | 875587 | 886785 | 849450 | 987445 | 967279 | 854254 | 880435 | 750766 | 860504 | 941869 | 864720 | 886734 | 899519 | 886601 | 872169 | 852517
Massachusetts | Total net generation | 24776693.5 | 18214141 | 21515636 | 27172882 | 32204115 | 31955022 | 32085969 | 31118591 | 32885021 | 35578421 | 38054821 | 42804824 | 38966651 | 42505478 | 47075975 | 45597775 | 47515443 | 47500483 | 48385024 | 42027818 | 38478433 | 38697880 | 40575395 | 45683614 | 44965330 | 37954018 | 37654482 | 37939062 | 37079207 | 40087655 | 41019789 | 39811013
Massachusetts | Total international imports | 284179.75 | 0 | 12118 | 980269 | 144332 | 1011666 | 1338101 | 1422472 | 1247468 | 1073224 | 4436435 | 3714165 | 4911406 | 4177025 | 934812 | 696515 | 2576734 | 512147 | 274260 | 497377 | 1136866 | 2143094 | 1934370 | 1765571 | 1863013 | 1591142 | 1790365 | 1533335 | 1839654 | 1659529 | 2280689 | 1921479
Massachusetts | Net interstate imports | 30487832.5 | 35130720 | 33422347 | 28978016 | 24420247 | 25112459 | 25950917 | 26575746 | 26060514 | 23801184 | 17462834 | 15563226 | 15428615 | 14772984 | 14607639 | 15965226 | 14023770 | 14798145 | 13213701 | 17818231 | 18484438 | 17566900 | 13045490 | 6850456 | 6837557 | 13579111 | 12908785 | 12222262 | 12098282 | 8890379 | 6874189 | 9175323
Massachusetts | Total supply | 55548705.75 | 53344861 | 54950101 | 57131167 | 56768694 | 58079147 | 59374987 | 59116809 | 60193003 | 60452829 | 59954090 | 62082215 | 59306672 | 61455487 | 62618426 | 62259516 | 64115947 | 62810775 | 61872985 | 60343426 | 58099737 | 58407874 | 55555255 | 54299641 | 53665900 | 53124271 | 52353632 | 51694659 | 51017143 | 50637563 | 50174667 | 50907815
Massachusetts | Disposition | 0 0: 0
Massachusetts | Sales to ultimate customers | 0 0: 0
Massachusetts | ..Full service providers | 20536568.5 | 19254072 | 20475404 | 20997459 | 21419339 | 22330919 | 26017777 | 29314394 | 29469135 | 29537183 | 30286691 | 31512202 | 29424777 | 31679706 | 32995741 | 34794615 | 41356510 | 43286873 | 45457440 | 43879763 | 48988912 | 48862334 | 47820780 | 48607144 | 47659344 | 47293773 | 46510284 | 46091354 | 45280748 | 44998082 | 44796787 | 45441672
Massachusetts | ..Energy-only providers | 30866183 | 30622682 | 30410651 | 31815610 | 30615789 | 30676456 | 28219733 | 24783264 | 25486873 | 25468551 | 24981272 | 25300480 | 24625087 | 23890979 | 23841208 | 21055475 | 15853967 | 12326389 | 9739244 | 9827774 | 3507163 | 2910779 | 1586664 | 0 | 222511 | 0 | 0 | 0 | 0 | 0 | 0 | 0
Massachusetts | ..Facility direct sales | 383320.75 | 132587 | 450543 | 471960 | 478193 | 468513 | 383578 | 371634 | 309066 | 307590 | 301949 | 310740 | 309334 | 313420 | 301873 | 0 | 17111 | 304326 | 317673 | 503439 | 0 | 0 | 0 | 0 | 0 | 0 | 0 | 0 | 0 | 0 | 0 | 0
Massachusetts | Total electric industry sales | 51786072.25 | 50009341 | 51336598 | 53285029 | 52513321 | 53475888 | 54621088 | 54469292 | 55265074 | 55313324 | 55569912 | 57123422 | 54359198 | 55884105 | 57138822 | 55850090 | 57227588 | 55917588 | 55514357 | 54210976 | 52496075 | 51773113 | 49407444 | 48607144 | 47881855 | 47293773 | 46510284 | 46091354 | 45280748 | 44998082 | 44796787 | 45441672
Massachusetts | Direct use | 817063 | 662356 | 751598 | 804930 | 1049368 | 1160982 | 1186376 | 1103383 | 1123088 | 1117746 | 587603 | 602178 | 658587 | 953240 | 751286 | 911950 | 1163572 | 2455540 | 2452982 | 2422224 | 2370690 | 1183773 | 4302809 | 1851289 | 1065147 | 994377 | 1074511 | 1128044 | 1257816 | 1053704 | 971030 | 956631
Massachusetts | Total international exports | 30.5 | 0 | 0 | 122 | 0 | 590 | 7650 | 3041 | 2332 | 80446 | 10669 | 326413 | 338502 | 328490 | 201203 | 116341 | 332489 | 31952 | 61456 | 0 | 0 | 363600 | 21 | 6239 | 0 | 0 | 0 | 0 | 0 | 0 | 0 | 0
Massachusetts | Estimated losses | 2793465.75 | 2785234 | 2783670 | 2748317 | 2856642 | 2790964 | 2724142 | 2836213 | 2968820 | 2995436 | 3433867 | 3528957 | 3460367 | 3559845 | 3616457 | 3621257 | 3824848 | 4097417 | 4076315 | 4066345 | 4105375 | 4027082 | 3876119 | 3456342 | 3610145 | 3671022 | 3549908 | 3501391 | 3623984 | 3557268 | 3439712 | 3449968
Massachusetts | Unaccounted | 152074.5 | -112069 | 78236 | 292769 | 349362 | 650723 | 835732 | 704881 | 833688 | 945878 | 352039 | 501245 | 490019 | 729808 | 910658 | 0 | 0 | 0 | 0 | 0 | 0 | 0 | 0 | 0 | 0 | 0 | 0 | 0 | 0 | 0 | 0 | 0
Massachusetts | Net interstate exports | 0 | 0 | 0 | 0 | 0 | 0 | 0 | 0 | 0 | 0 | 0 | 0 | 0 | 0 | 0 | 0 | 0 | 0 | 0 | 0 | 0 | 0 | 0 | 0 | 0 | 0 | 0 | 0 | 0 | 0 | 0 | 0
Massachusetts | Total disposition | 55548705.75 | 53344861 | 54950101 | 57131167 | 56768694 | 58079147 | 59374987 | 59116809 | 60193003 | 60452829 | 59954090 | 62082215 | 59306672 | 61455487 | 62618426 | 62259516 | 64115947 | 62810775 | 61872985 | 60343426 | 58099737 | 58407874 | 55555255 | 54299641 | 53665900 | 53124271 | 52353632 | 51694659 | 51017143 | 50637563 | 50174667 | 50907815
Massachusetts | Net interstate trade | -30487832.5 | -35130720 | -33422347 | -28978016 | -24420247 | -25112459 | -25950917 | -26575746 | -26060514 | -23801184 | -17462834 | -15563226 | -15428615 | -14772984 | -14607639 | -15965226 | -14023770 | -14798145 | -13213701 | -17818231 | -18484438 | -17566900 | -13045490 | -6850456 | -6837557 | -13579111 | -12908785 | -12222262 | -12098282 | -8890379 | -6874189 | -9175323
Massachusetts | Net trade index (ratio) | 0.4475 | 0.34 | 0.39 | 0.49 | 0.57 | 0.57 | 0.56 | 0.55 | 0.57 | 0.61 | 0.71 | 0.75 | 0.74 | 0.76 | 0.77 | 0.74 | 0.78 | 0.76 | 0.79 | 0.7 | 0.68 | 0.7 | 0.77 | 0.87 | 0.87 | 0.74 | 0.75 | 0.76 | 0.76 | 0.82 | 0.86 | 0.82
Massachusetts | Facility Direct Sales are electricity sales from non utility power producers which reported electricity sales to an ultimate customer. Net Interstate Trade = Total Supply - (Total Electric Industry Sales + Direct Use + Total International Exports (if applies) + Estimated Losses). Net Trade Index is the sum of Total Supply / (Total Disposition - Net Interstate Trade). A negative Net Interstate Trade value indicates a net import of electric power. Notes: Totals may not equal sum of components because of independent rounding. Estimated Losses are reported at the utility level, and then allocated to States based on the utility`s salesto ultimate customers by State. Reported losses may include electricity unaccounted for by the utility. Direct use is commercial or industrial use of electricity that (1) is self-generated (2) is produced by either the same entity that consumes the power or an affiliate,and (3) is used in direct support of a service or industrial process located within the same facility or group of facilities that houses the generating equipment. Direct use is exclusive of station use. Beginning with publication year 2010, Total disposition has been reorganized to include Net Interstate Trade. Therefore, Total Disposition equals Total Supply. Sources: U.S. Energy Information Administration, Form EIA-923, Power Plant Operations Report and predecessor forms. U.S. Energy Information Administration,Form EIA-860, Annual Electric Generator Report. U.S. Energy Information Administration, Form EIA-861, Annual Electric Power Industry Report. Form EIA-111, Quarterly Imports and Exports Report. | 0 0: 0
Massachusetts | Table 10. Supply and disposition of electricity, 1990 through 2020 | 0 | Column2 | Column3 | Column4 | Column5 | Column6 | Column7 | Column8 | Column9 | Column10 | Column11 | Column12 | Column13 | Column14 | Column15 | Column16 | Column17 | Column18 | Column19 | Column20 | Column21 | Column22 | Column23 | Column24 | Column25 | Column26 | Column27 | Column28 | Column29 | Column30 | Column31 | Column32
| Michigan | 0 0: 0
Michigan | megawatthours | 0 0: 0
Michigan | Category | 0 | Year 2020 | Year 2019 | Year 2018 | Year 2017 | Year 2016 | Year 2015 | Year 2014 | Year 2013 | Year 2012 | Year 2011 | Year 2010 | Year 2009 | Year 2008 | Year 2007 | Year 2006 | Year 2005 | Year 2004 | Year 2003 | Year 2002 | Year 2001 | Year 2000 | Year 1999 | Year 1998 | Year 1997 | Year 1996 | Year 1995 | Year 1994 | Year 1993 | Year 1992 | Year 1991 | Year 1990
Michigan | Supply | 0 0: 0
Michigan | Generation | 0 0: 0
Michigan | ..Electric utilities | 77522873 | 69820694 | 78881960 | 81450131 | 79938707 | 78006408 | 85370227 | 84075322 | 83171310 | 80474999 | 87609471 | 89666874 | 82787341 | 94503953 | 96785842 | 97373706 | 104830689 | 99608512 | 96634055 | 100451718 | 97067330 | 89572141 | 87874695 | 85146307 | 89564616 | 95155261 | 92478772 | 83720636 | 92250107 | 82679444 | 94567383 | 89058681
Michigan | ..Independent power producers | 18392167.25 | 18626790 | 19735520 | 17612759 | 17593600 | 17619977 | 14418920 | 12787845 | 12560766 | 14300177 | 12184173 | 12569865 | 10449447 | 10953505 | 11027611 | 3859411 | 4337023 | 2560189 | 2302109 | 5030864 | 2399126 | 1751367 | 1723457 | 1746821 | 1679487 | 1777210 | 1456350 | 1343056 | 1185746 | 868192 | 693687 | 638996
Michigan | ..Combined heat and power, electric | 14881299.75 | 16361003 | 15951611 | 14582738 | 12629847 | 14326924 | 10925817 | 7631138 | 7312667 | 11051885 | 7347404 | 7474970 | 6203600 | 7349933 | 9327166 | 9077221 | 10161162 | 13904316 | 9917144 | 10137521 | 10501594 | 10476171 | 11079892 | 11014262 | 12287614 | 12044779 | 9611129 | 9221499 | 8905594 | 7907290 | 6702210 | 6353648
Michigan | Electric power sector generation subtotal | 110796340 | 104808487 | 114569091 | 113645628 | 110162154 | 109953309 | 110714964 | 104494305 | 103044743 | 105827061 | 107141047 | 109711709 | 99440389 | 112807391 | 117140618 | 110310338 | 119328874 | 116073017 | 108853308 | 115620103 | 109968049 | 101799678 | 100678044 | 97907390 | 103531717 | 108977250 | 103546251 | 94285190 | 102341447 | 91454926 | 101963280 | 96051325
Michigan | ..Combined heat and power, commercial | 772427.25 | 662180 | 728986 | 867486 | 831057 | 881083 | 1012742 | 971778 | 861283 | 967956 | 788951 | 624181 | 603624 | 535131 | 627216 | 515407 | 534676 | 536342 | 503966 | 477004 | 239307 | 622156 | 683703 | 638193 | 635704 | 625592 | 562902 | 471502 | 452436 | 331497 | 578313 | 411321
Michigan | ..Combined heat and power, industrial | 1300398 | 1154054 | 1403267 | 1323981 | 1320290 | 1287397 | 1280344 | 1350907 | 1511775 | 1363033 | 1239509 | 1215481 | 1158593 | 1647284 | 1542101 | 1730994 | 1756221 | 1877911 | 1989785 | 1791980 | 1638255 | 1787762 | 1877968 | 1931810 | 2803340 | 2915466 | 3335459 | 3550695 | 3574668 | 3535515 | 3436529 | 3597089
Michigan | Industrial and commercial generation subtotal | 2072825.25 | 1816234 | 2132253 | 2191467 | 2151347 | 2168481 | 2293086 | 2322686 | 2373058 | 2330989 | 2028459 | 1839663 | 1762216 | 2182415 | 2169318 | 2246400 | 2290897 | 2414252 | 2493752 | 2268984 | 1877562 | 2409918 | 2561671 | 2570003 | 3439043 | 3541058 | 3898362 | 4022196 | 4027104 | 3867012 | 4014843 | 4008411
Michigan | Total net generation | 112869165 | 106624721 | 116701343 | 115837095 | 112313501 | 112121790 | 113008050 | 106816991 | 105417801 | 108158050 | 109169507 | 111551371 | 101202605 | 114989806 | 119309936 | 112556738 | 121619771 | 118487269 | 111347060 | 117889087 | 111845612 | 104209596 | 103239715 | 100477393 | 106970760 | 112518308 | 107444613 | 98307387 | 106368552 | 95321938 | 105978123 | 100059735
Michigan | Total international imports | 6028226.5 | 5790141 | 6047749 | 6540049 | 5734967 | 7837006 | 8481253 | 6175525 | 6032954 | 4572066 | 4525243 | 6117627 | 7576434 | 6305172 | 1681860 | 357046 | 1681055 | 2054387 | 1253352 | 240232 | 74012 | 1328760 | 889216 | 2027472 | 3384292 | 2125829 | 5800588 | 6910227 | 2419866 | 83476 | 107629 | 39599
Michigan | Net interstate imports | 0 | 0 | 0 | 0 | 0 | 0 | 0 | 0 | 1251369 | 2227684 | 899647 | 0 | 204074 | 0 | 1857500 | 9749351 | 4207616 | 4401794 | 13442948 | 2644718 | 3595157 | 13581288 | 13892710 | 13319056 | 806667 | 0 | 0 | 0 | 0 | 0 | 0 | 3135880
Michigan | Total supply | 118897391.5 | 112414862 | 122749092 | 122377144 | 118048468 | 119958796 | 121489303 | 112992516 | 112702124 | 114957800 | 114594397 | 117668998 | 108983113 | 121294978 | 122849296 | 122663135 | 127508442 | 124943450 | 126043360 | 120774037 | 115514781 | 119119644 | 118021641 | 115823921 | 111161719 | 114644137 | 113245201 | 105217614 | 108788418 | 95405414 | 106085752 | 103235214
Michigan | Disposition | 0 0: 0
Michigan | Sales to ultimate customers | 0 0: 0
Michigan | ..Full service providers | 92187940.25 | 88672937 | 91921848 | 95568004 | 92588972 | 94935158 | 92569534 | 91446084 | 92605231 | 95173582 | 95230803 | 94564763 | 93654152 | 102320575 | 104526113 | 101899292 | 98602601 | 92097202 | 96659455 | 100213318 | 101776743 | 104370569 | 103479677 | 100506195 | 97390660 | 96301566 | 94701134 | 91159987 | 87588602 | 83840225 | 84518543 | 82366869
Michigan | ..Energy-only providers | 8658658.5 | 7945332 | 8911569 | 8870771 | 8906962 | 9116127 | 9305012 | 11451880 | 9992639 | 9198981 | 9361428 | 9083972 | 4046710 | 2999260 | 4292693 | 5619061 | 11333864 | 13991287 | 10112012 | 4500202 | 632604 | 401647 | 501329 | 0 | 0 | 0 | 0 | 0 | 0 | 0 | 0 | 0
Michigan | ..Facility direct sales | 410848.25 | 393637 | 415876 | 430721 | 403159 | 416528 | 605375 | 416134 | 440435 | 445628 | 461327 | 484 | 420152 | 461436 | 477943 | 499344 | 508098 | 517551 | 2105726 | 1565547 | 0 | 0 | 0 | 0 | 0 | 0 | 0 | 0 | 0 | 0 | 0 | 0
Michigan | Total electric industry sales | 101257447 | 97011906 | 101249293 | 104869496 | 101899093 | 104467813 | 102479921 | 103314098 | 103038305 | 104818191 | 105053558 | 103649219 | 98121014 | 105781271 | 109296749 | 108017697 | 110444563 | 106606040 | 108877193 | 106279067 | 102409347 | 104772216 | 103981006 | 100506195 | 97390660 | 96301566 | 94701134 | 91159987 | 87588602 | 83840225 | 84518543 | 82366869
Michigan | Direct use | 2352369 | 2142041 | 2340308 | 2528022 | 2399105 | 2412215 | 2090106 | 2333108 | 2359430 | 2368855 | 1927006 | 1899233 | 1792173 | 2144060 | 2005136 | 2353796 | 2584479 | 2922287 | 2919243 | 2882639 | 2821309 | 2887280 | 2973171 | 2872197 | 4098164 | 4026079 | 4436534 | 4541485 | 4557801 | 4466876 | 4371282 | 4347354
Michigan | Total international exports | 1892150 | 4083510 | 3402327 | 53295 | 29468 | 30268 | 190098 | 331263 | 214848 | 302005 | 456671 | 2553774 | 1939287 | 4000591 | 2887818 | 2473613 | 4411246 | 5258329 | 4817768 | 2474343 | 2175612 | 1656102 | 1108301 | 3561049 | 2004494 | 219123 | 40982 | 1172 | 28736 | 314833 | 553719 | 10957882
Michigan | Estimated losses | 5461302.5 | 5403007 | 5490130 | 5408922 | 5543151 | 5452288 | 5111026 | 5379559 | 5535180 | 5676320 | 6491641 | 6403217 | 6246131 | 6738319 | 6917662 | 7003745 | 7381644 | 7811664 | 7994648 | 7971953 | 8008765 | 8149525 | 8157531 | 7146765 | 7342958 | 7475091 | 7228086 | 6925090 | 7010035 | 6627887 | 6489739 | 6253358
Michigan | Unaccounted | 297753.75 | -217399 | 154301 | 576195 | 677918 | 1271219 | 1567998 | 1336976 | 1554360 | 1792429 | 665520 | 909497 | 884508 | 1381430 | 1741932 | 0 | 0 | 0 | 0 | 0 | 0 | 0 | 0 | 0 | 0 | 0 | 0 | 0 | 0 | 0 | 0 | 0
Michigan | Net interstate exports | 7636369 | 3991797 | 10112733 | 8941213 | 7499733 | 6324993 | 10050154 | 297513 | 0 | 0 | 0 | 2254058 | 0 | 1249307 | 0 | 0 | 0 | 0 | 0 | 0 | 0 | 0 | 0 | 0 | 0 | 6249131 | 6602996 | 2971852 | 10072794 | 740387 | 10864462 | 0
Michigan | Total disposition | 118897391.5 | 112414862 | 122749092 | 122377144 | 118048468 | 119958796 | 121489303 | 112992516 | 112702124 | 114957800 | 114594397 | 117668998 | 108983113 | 121294978 | 122849296 | 122663135 | 127508442 | 124943450 | 126043360 | 120774037 | 115514781 | 119119644 | 118021641 | 115823921 | 111161719 | 114644137 | 113245201 | 105217614 | 108788418 | 95405414 | 106085752 | 103235214
Michigan | Net interstate trade | 7636369 | 3991797 | 10112733 | 8941213 | 7499733 | 6324993 | 10050154 | 297513 | -1251369 | -2227684 | -899647 | 2254058 | -204074 | 1249307 | -1857500 | -9749351 | -4207616 | -4401794 | -13442948 | -2644718 | -3595157 | -13581288 | -13892710 | -13319056 | -806667 | 6249131 | 6602996 | 2971852 | 10072794 | 740387 | 10864462 | -3135880
Michigan | Net trade index (ratio) | 1.07 | 1.04 | 1.09 | 1.08 | 1.07 | 1.06 | 1.09 | 1 | 0.99 | 0.98 | 0.99 | 1.02 | 1 | 1.01 | 0.98 | 0.92 | 0.97 | 0.96 | 0.89 | 0.98 | 0.97 | 0.89 | 0.88 | 0.89 | 0.99 | 1.06 | 1.06 | 1.03 | 1.1 | 1.01 | 1.11 | 0.97
Michigan | Facility Direct Sales are electricity sales from non utility power producers which reported electricity sales to an ultimate customer. Net Interstate Trade = Total Supply - (Total Electric Industry Sales + Direct Use + Total International Exports (if applies) + Estimated Losses). Net Trade Index is the sum of Total Supply / (Total Disposition - Net Interstate Trade). A negative Net Interstate Trade value indicates a net import of electric power. Notes: Totals may not equal sum of components because of independent rounding. Estimated Losses are reported at the utility level, and then allocated to States based on the utility`s salesto ultimate customers by State. Reported losses may include electricity unaccounted for by the utility. Direct use is commercial or industrial use of electricity that (1) is self-generated (2) is produced by either the same entity that consumes the power or an affiliate,and (3) is used in direct support of a service or industrial process located within the same facility or group of facilities that houses the generating equipment. Direct use is exclusive of station use. Beginning with publication year 2010, Total disposition has been reorganized to include Net Interstate Trade. Therefore, Total Disposition equals Total Supply. Sources: U.S. Energy Information Administration, Form EIA-923, Power Plant Operations Report and predecessor forms. U.S. Energy Information Administration,Form EIA-860, Annual Electric Generator Report. U.S. Energy Information Administration, Form EIA-861, Annual Electric Power Industry Report. Form EIA-111, Quarterly Imports and Exports Report. | 0 0: 0
Michigan | Table 10. Supply and disposition of electricity, 1990 through 2020 | 0 | Column2 | Column3 | Column4 | Column5 | Column6 | Column7 | Column8 | Column9 | Column10 | Column11 | Column12 | Column13 | Column14 | Column15 | Column16 | Column17 | Column18 | Column19 | Column20 | Column21 | Column22 | Column23 | Column24 | Column25 | Column26 | Column27 | Column28 | Column29 | Column30 | Column31 | Column32
| Minnesota | 0 0: 0
Minnesota | megawatthours | 0 0: 0
Minnesota | Category | 0 | Year 2020 | Year 2019 | Year 2018 | Year 2017 | Year 2016 | Year 2015 | Year 2014 | Year 2013 | Year 2012 | Year 2011 | Year 2010 | Year 2009 | Year 2008 | Year 2007 | Year 2006 | Year 2005 | Year 2004 | Year 2003 | Year 2002 | Year 2001 | Year 2000 | Year 1999 | Year 1998 | Year 1997 | Year 1996 | Year 1995 | Year 1994 | Year 1993 | Year 1992 | Year 1991 | Year 1990
Minnesota | Supply | 0 0: 0
Minnesota | Generation | 0 0: 0
Minnesota | ..Electric utilities | 44837662.75 | 40271149 | 44812410 | 48577299 | 45689793 | 47984837 | 45816979 | 45963271 | 41155904 | 42338049 | 44310941 | 45428599 | 44442211 | 46758314 | 47793039 | 46710674 | 46791349 | 47232462 | 49576276 | 48568719 | 44798014 | 46615673 | 44153826 | 43976935 | 40302526 | 41791506 | 42502869 | 40917280 | 41254101 | 37783876 | 40427575 | 41549628
Minnesota | ..Independent power producers | 11932877.75 | 13968407 | 12372476 | 10644276 | 10746352 | 9206952 | 9003450 | 9000946 | 7976975 | 8083809 | 6687174 | 5909307 | 5851191 | 5472490 | 3774180 | 4135917 | 3332250 | 2792249 | 2858498 | 1205777 | 1424006 | 1067259 | 831725 | 505638 | 445402 | 432024 | 398961 | 329811 | 294196 | 315608 | 174474 | 239506
Minnesota | ..Combined heat and power, electric | 840969.25 | 1083559 | 876863 | 771360 | 632095 | 679202 | 515907 | 435650 | 493800 | 835479 | 385298 | 559934 | 627532 | 783566 | 1142969 | 638659 | 937990 | 308692 | 697304 | 552381 | 510126 | 605049 | 605974 | 650177 | 50352 | 0 | 0 | 0 | 0 | 0 | 0 | 0
Minnesota | Electric power sector generation subtotal | 57611509.25 | 55323115 | 58061748 | 59992934 | 57068240 | 57870991 | 55336336 | 55399867 | 49626679 | 51257337 | 51383413 | 51897840 | 50920935 | 53014370 | 52710188 | 51485250 | 51061589 | 50333403 | 53132078 | 50326877 | 46732146 | 48287982 | 45591525 | 45132750 | 40798280 | 42223530 | 42901830 | 41247091 | 41548297 | 38099484 | 40602049 | 41789134
Minnesota | ..Combined heat and power, commercial | 194257 | 209278 | 190941 | 193037 | 183772 | 204417 | 190619 | 214945 | 183285 | 172657 | 166894 | 142872 | 130034 | 98214 | 97395 | 104022 | 108350 | 107087 | 116934 | 123654 | 136561 | 127160 | 130607 | 123878 | 129405 | 121272 | 92005 | 84744 | 85727 | 101121 | 95958 | 101121
Minnesota | ..Combined heat and power, industrial | 1233184.75 | 977750 | 1126700 | 1331470 | 1496819 | 1403344 | 1452813 | 1383519 | 1487023 | 1324439 | 1569754 | 1629514 | 1440881 | 1650776 | 1670064 | 1648517 | 1849056 | 1923637 | 1801984 | 2327435 | 1654521 | 3008198 | 2797248 | 2761277 | 2312611 | 1983636 | 2177052 | 2565819 | 2406611 | 2058281 | 1434103 | 1180121
Minnesota | Industrial and commercial generation subtotal | 1427442 | 1187028 | 1317641 | 1524507 | 1680592 | 1607761 | 1643432 | 1598463 | 1670308 | 1497097 | 1736648 | 1772387 | 1570914 | 1748990 | 1767458 | 1752539 | 1957406 | 2030724 | 1918918 | 2451089 | 1791082 | 3135357 | 2927855 | 2885155 | 2442015 | 2104908 | 2269056 | 2650563 | 2492338 | 2159401 | 1530061 | 1281242
Minnesota | Total net generation | 59038951.25 | 56510143 | 59379390 | 61517441 | 58748831 | 59478753 | 56979768 | 56998330 | 51296988 | 52754433 | 53120061 | 53670227 | 52491849 | 54763360 | 54477646 | 53237789 | 53018995 | 52364127 | 55050995 | 52777966 | 48523228 | 51423339 | 48519380 | 48017905 | 43240296 | 44328439 | 45170886 | 43897654 | 44040634 | 40258885 | 42132110 | 43070375
Minnesota | Total international imports | 5588359.75 | 2905196 | 7983973 | 4200623 | 7263647 | 8510632 | 8037772 | 7189258 | 8179786 | 6973759 | 7954186 | 7782739 | 8286936 | 8777719 | 10150078 | 11216008 | 10139716 | 6152064 | 3851747 | 6605476 | 8870551 | 8516659 | 7100775 | 8953887 | 10009187 | 9092663 | 8588933 | 7855537 | 6710873 | 5470476 | 3120975 | 1741988
Minnesota | Net interstate imports | 7451850 | 9468466 | 4854053 | 8746307 | 6738574 | 4114094 | 7165318 | 10564064 | 15273728 | 14588588 | 13483638 | 12878512 | 9457250 | 12568565 | 13333968 | 13130798 | 12751842 | 16138192 | 17703983 | 12980751 | 10371899 | 7709793 | 10022208 | 7428906 | 9271152 | 8550150 | 7127095 | 5735100 | 5174183 | 7671345 | 9623560 | 9042789
Minnesota | Total supply | 72079161 | 68883805 | 72217416 | 74464371 | 72751052 | 72103479 | 72182858 | 74751652 | 74750502 | 74316780 | 74557885 | 74331478 | 70236035 | 76109644 | 77961692 | 77584595 | 75910553 | 74654383 | 76606725 | 72364193 | 67765678 | 67649791 | 65642363 | 64400698 | 62520635 | 61971252 | 60886914 | 57488291 | 55925690 | 53400706 | 54876645 | 53855152
Minnesota | Disposition | 0 0: 0
Minnesota | Sales to ultimate customers | 0 0: 0
Minnesota | ..Full service providers | 65937918.75 | 63460564 | 66162260 | 67946831 | 66182020 | 65923426 | 65862865 | 67898619 | 67701977 | 67144577 | 67750904 | 67034729 | 63397981 | 68154845 | 68225067 | 66769931 | 66019053 | 63340315 | 62501531 | 62162361 | 60686852 | 59782089 | 57399085 | 56744047 | 55674293 | 54941699 | 53958771 | 51155105 | 49210670 | 47412154 | 48754597 | 47166915
Minnesota | ..Energy-only providers | 0 | 0 | 0 | 0 | 0 | 0 | 0 | 0 | 0 | 0 | 0 | 0 | 0 | 0 | 0 | 0 | 0 | 0 | 0 | 0 | 0 | 0 | 0 | 0 | 0 | 0 | 0 | 0 | 0 | 0 | 0 | 0
Minnesota | ..Facility direct sales | 782371.75 | 594042 | 803334 | 761551 | 970560 | 623066 | 716369 | 820748 | 942126 | 843958 | 781804 | 764977 | 606482 | 639293 | 6115 | 0 | 0 | 0 | 585808 | 663691 | 0 | 0 | 0 | 0 | 0 | 0 | 0 | 0 | 0 | 0 | 0 | 0
Minnesota | Total electric industry sales | 66720290.5 | 64054606 | 66965594 | 68708382 | 67152580 | 66546492 | 66579234 | 68719367 | 68644103 | 67988535 | 68532708 | 67799706 | 64004463 | 68794138 | 68231182 | 66769931 | 66019053 | 63340315 | 63087339 | 62826052 | 60686852 | 59782089 | 57399085 | 56744047 | 55674293 | 54941699 | 53958771 | 51155105 | 49210670 | 47412154 | 48754597 | 47166915
Minnesota | Direct use | 1417808.5 | 1337630 | 1414542 | 1485718 | 1433344 | 1240242 | 1147220 | 1123692 | 1120909 | 1024472 | 1111847 | 1071880 | 1085600 | 1024850 | 1035562 | 1666353 | 1466608 | 2931271 | 2928218 | 2891501 | 2829982 | 3001076 | 2858845 | 2899574 | 2313512 | 2108810 | 2279616 | 2651372 | 2486625 | 2132519 | 1432665 | 1272998
Minnesota | Total international exports | 146512.5 | 67638 | 104091 | 348942 | 65379 | 33839 | 117170 | 441090 | 262439 | 459296 | 244287 | 676451 | 494647 | 1010032 | 3288985 | 3290575 | 2328373 | 3541895 | 6363046 | 2431052 | 600755 | 624792 | 1103213 | 1017758 | 119906 | 255240 | 147962 | 112872 | 479646 | 45502 | 268655 | 1014279
Minnesota | Estimated losses | 3598855.25 | 3567474 | 3631135 | 3543817 | 3652995 | 3473133 | 3320536 | 3578213 | 3687536 | 3681848 | 4234885 | 4188514 | 4074359 | 4382220 | 4318520 | 4329287 | 4412432 | 4641325 | 4632385 | 4712559 | 4745922 | 4650046 | 4503081 | 4034939 | 4197671 | 4264668 | 4118416 | 3886066 | 3938510 | 3748110 | 3743612 | 3580950
Minnesota | Unaccounted | 195694.25 | -143544 | 102054 | 377512 | 446755 | 809773 | 1018698 | 889289 | 1035515 | 1162628 | 434159 | 594926 | 576966 | 898404 | 1087444 | 0 | 0 | 0 | 0 | 0 | 0 | 0 | 0 | 0 | 0 | 0 | 0 | 0 | 0 | 0 | 0 | 0
Minnesota | Net interstate exports | 0 | 0 | 0 | 0 | 0 | 0 | 0 | 0 | 0 | 0 | 0 | 0 | 0 | 0 | 0 | 0 | 0 | 0 | 0 | 0 | 0 | 0 | 0 | 0 | 0 | 0 | 0 | 0 | 0 | 0 | 0 | 0
Minnesota | Total disposition | 72079161 | 68883805 | 72217416 | 74464371 | 72751052 | 72103479 | 72182858 | 74751652 | 74750502 | 74316780 | 74557885 | 74331478 | 70236035 | 76109644 | 77961692 | 77584595 | 75910553 | 74654383 | 76606725 | 72364193 | 67765678 | 67649791 | 65642363 | 64400698 | 62520635 | 61971252 | 60886914 | 57488291 | 55925690 | 53400706 | 54876645 | 53855152
Minnesota | Net interstate trade | -7451850 | -9468466 | -4854053 | -8746307 | -6738574 | -4114094 | -7165318 | -10564064 | -15273728 | -14588588 | -13483638 | -12878512 | -9457250 | -12568565 | -13333968 | -13130798 | -12751842 | -16138192 | -17703983 | -12980751 | -10371899 | -7709793 | -10022208 | -7428906 | -9271152 | -8550150 | -7127095 | -5735100 | -5174183 | -7671345 | -9623560 | -9042789
Minnesota | Net trade index (ratio) | 0.895 | 0.86 | 0.93 | 0.88 | 0.91 | 0.94 | 0.9 | 0.86 | 0.8 | 0.8 | 0.82 | 0.83 | 0.87 | 0.83 | 0.83 | 0.83 | 0.83 | 0.78 | 0.77 | 0.82 | 0.85 | 0.89 | 0.85 | 0.88 | 0.85 | 0.86 | 0.88 | 0.9 | 0.91 | 0.86 | 0.82 | 0.83
Minnesota | Facility Direct Sales are electricity sales from non utility power producers which reported electricity sales to an ultimate customer. Net Interstate Trade = Total Supply - (Total Electric Industry Sales + Direct Use + Total International Exports (if applies) + Estimated Losses). Net Trade Index is the sum of Total Supply / (Total Disposition - Net Interstate Trade). A negative Net Interstate Trade value indicates a net import of electric power. Notes: Totals may not equal sum of components because of independent rounding. Estimated Losses are reported at the utility level, and then allocated to States based on the utility`s salesto ultimate customers by State. Reported losses may include electricity unaccounted for by the utility. Direct use is commercial or industrial use of electricity that (1) is self-generated (2) is produced by either the same entity that consumes the power or an affiliate,and (3) is used in direct support of a service or industrial process located within the same facility or group of facilities that houses the generating equipment. Direct use is exclusive of station use. Beginning with publication year 2010, Total disposition has been reorganized to include Net Interstate Trade. Therefore, Total Disposition equals Total Supply. Sources: U.S. Energy Information Administration, Form EIA-923, Power Plant Operations Report and predecessor forms. U.S. Energy Information Administration,Form EIA-860, Annual Electric Generator Report. U.S. Energy Information Administration, Form EIA-861, Annual Electric Power Industry Report. Form EIA-111, Quarterly Imports and Exports Report. | 0 0: 0
Minnesota | Table 10. Supply and disposition of electricity, 1990 through 2020 | 0 | Column2 | Column3 | Column4 | Column5 | Column6 | Column7 | Column8 | Column9 | Column10 | Column11 | Column12 | Column13 | Column14 | Column15 | Column16 | Column17 | Column18 | Column19 | Column20 | Column21 | Column22 | Column23 | Column24 | Column25 | Column26 | Column27 | Column28 | Column29 | Column30 | Column31 | Column32
| Mississippi | 0 0: 0
Mississippi | megawatthours | 0 0: 0
Mississippi | Category | 0 | Year 2020 | Year 2019 | Year 2018 | Year 2017 | Year 2016 | Year 2015 | Year 2014 | Year 2013 | Year 2012 | Year 2011 | Year 2010 | Year 2009 | Year 2008 | Year 2007 | Year 2006 | Year 2005 | Year 2004 | Year 2003 | Year 2002 | Year 2001 | Year 2000 | Year 1999 | Year 1998 | Year 1997 | Year 1996 | Year 1995 | Year 1994 | Year 1993 | Year 1992 | Year 1991 | Year 1990
Mississippi | Supply | 0 0: 0
Mississippi | Generation | 0 0: 0
Mississippi | ..Electric utilities | 57006742.5 | 61840529 | 61365560 | 53310877 | 51510004 | 54759578 | 56272953 | 47084382 | 45413403 | 41844010 | 41831306 | 40841436 | 34759024 | 33796221 | 34426533 | 34158706 | 30619168 | 32838145 | 31358938 | 35099283 | 47550273 | 33896003 | 32212133 | 31991676 | 31227619 | 28838302 | 26395165 | 26222313 | 23234028 | 20487946 | 23305127 | 22923971
Mississippi | ..Independent power producers | 5002147.75 | 2767113 | 2702100 | 8248126 | 6291252 | 6184892 | 6564984 | 6190824 | 4579927 | 9738615 | 7884188 | 11778569 | 12129173 | 12652637 | 13717712 | 10182120 | 12703664 | 9060330 | 7307774 | 5027769 | 2277372 | 1403816 | 256653 | 4059 | 4904 | 3509 | 3002 | 2697 | 3279 | 0 | 0 | 0
Mississippi | ..Combined heat and power, electric | 0 | 0 | 0 | 0 | 0 | 0 | 0 | 0 | 0 | 0 | 0 | 0 | 0 | 0 | 0 | 0 | 0 | 0 | 0 | 1365736 | 1439576 | 0 | 0 | 0 | 0 | 0 | 0 | 0 | 0 | 0 | 0 | 0
Mississippi | Electric power sector generation subtotal | 62008890.25 | 64607642 | 64067660 | 61559003 | 57801256 | 60944470 | 62837937 | 53275206 | 49993330 | 51582625 | 49715494 | 52620005 | 46888197 | 46448859 | 48144245 | 44340826 | 43322832 | 41898475 | 38666712 | 41492788 | 51267221 | 35299819 | 32468786 | 31995735 | 31232523 | 28841811 | 26398167 | 26225010 | 23237307 | 20487946 | 23305127 | 22923971
Mississippi | ..Combined heat and power, commercial | 1339.5 | 0 | 0 | 0 | 5358 | 0 | 7117 | 20988 | 22550 | 21552 | 24073 | 22368 | 24052 | 11918 | 11675 | 6586 | 19394 | 24549 | 26174 | 25798 | 22768 | 25798 | 25084 | 21861 | 24477 | 24355 | 22569 | 22282 | 22829 | 23617 | 0 | 0
Mississippi | ..Combined heat and power, industrial | 1925259.25 | 1974146 | 1891100 | 1914768 | 1921023 | 1936825 | 1912810 | 1830898 | 2794384 | 2980118 | 1831376 | 1844888 | 1789235 | 1744934 | 1887767 | 1881436 | 1725227 | 1739589 | 1455392 | 1370226 | 2156463 | 2288945 | 2351101 | 2391461 | 2421952 | 2411115 | 2560125 | 2423205 | 2681389 | 2623401 | 2571488 | 2277447
Mississippi | Industrial and commercial generation subtotal | 1926598.75 | 1974146 | 1891100 | 1914768 | 1926381 | 1936825 | 1919927 | 1851886 | 2816934 | 3001670 | 1855449 | 1867255 | 1813287 | 1756852 | 1899441 | 1888021 | 1744621 | 1764138 | 1481566 | 1396024 | 2179231 | 2314743 | 2376185 | 2413322 | 2446429 | 2435471 | 2582694 | 2445487 | 2704218 | 2647018 | 2571488 | 2277447
Mississippi | Total net generation | 63935489 | 66581788 | 65958760 | 63473771 | 59727637 | 62881295 | 64757864 | 55127092 | 52810264 | 54584295 | 51570943 | 54487260 | 48701484 | 48205711 | 50043686 | 46228847 | 45067453 | 43662613 | 40148278 | 42888812 | 53446452 | 37614562 | 34844971 | 34409057 | 33678952 | 31277282 | 28980862 | 28670497 | 25941525 | 23134964 | 25876615 | 25201418
Mississippi | Total international imports | 0 | 0 | 0 | 0 | 0 | 0 | 0 | 0 | 0 | 0 | 0 | 0 | 0 | 0 | 0 | 0 | 0 | 0 | 0 | 0 | 0 | 0 | 0 | 0 | 0 | 0 | 0 | 0 | 0 | 0 | 0 | 0
Mississippi | Net interstate imports | 0 | 0 | 0 | 0 | 0 | 0 | 0 | 0 | 1097948 | 0 | 2882995 | 503319 | 2575483 | 5054916 | 3894890 | 5997499 | 6092172 | 8018602 | 10562162 | 7704961 | 0 | 13214383 | 14605799 | 13075003 | 11253984 | 13231391 | 13646931 | 12410270 | 13211682 | 14274106 | 11108581 | 10791733
Mississippi | Total supply | 63935489 | 66581788 | 65958760 | 63473771 | 59727637 | 62881295 | 64757864 | 55127092 | 53908212 | 54584295 | 54453938 | 54990579 | 51276967 | 53260627 | 53938576 | 52226346 | 51159625 | 51681215 | 50710440 | 50593773 | 53446452 | 50828945 | 49450770 | 47484060 | 44932936 | 44508673 | 42627793 | 41080767 | 39153207 | 37409070 | 36985196 | 35993151
Mississippi | Disposition | 0 0: 0
Mississippi | Sales to ultimate customers | 0 0: 0
Mississippi | ..Full service providers | 48408656.25 | 46482040 | 48945701 | 50383940 | 47822944 | 49050164 | 48691529 | 49408631 | 48781990 | 48387675 | 49337557 | 49687166 | 46049154 | 47721235 | 48153181 | 46936437 | 45901064 | 46032538 | 45543881 | 45451850 | 44286865 | 45336178 | 43979792 | 42510238 | 40088725 | 39622374 | 37868480 | 36626569 | 34749301 | 33241190 | 33019383 | 32127077
Mississippi | ..Energy-only providers | 0 | 0 | 0 | 0 | 0 | 0 | 0 | 0 | 0 | 0 | 0 | 0 | 0 | 0 | 0 | 0 | 0 | 0 | 0 | 0 | 0 | 0 | 0 | 0 | 0 | 0 | 0 | 0 | 0 | 0 | 0 | 0
Mississippi | ..Facility direct sales | 4324 | 0 | 5325 | 6128 | 5843 | 0 | 0 | 0 | 0 | 0 | 0 | 0 | 0 | 0 | 0 | 0 | 0 | 0 | 0 | 0 | 0 | 0 | 0 | 0 | 0 | 0 | 0 | 0 | 0 | 0 | 0 | 0
Mississippi | Total electric industry sales | 48412980.25 | 46482040 | 48951026 | 50390068 | 47828787 | 49050164 | 48691529 | 49408631 | 48781990 | 48387675 | 49337557 | 49687166 | 46049154 | 47721235 | 48153181 | 46936437 | 45901064 | 46032538 | 45543881 | 45451850 | 44286865 | 45336178 | 43979792 | 42510238 | 40088725 | 39622374 | 37868480 | 36626569 | 34749301 | 33241190 | 33019383 | 32127077
Mississippi | Direct use | 1846062.25 | 1890489 | 1802863 | 1842491 | 1848406 | 1858114 | 1847958 | 1763652 | 1769782 | 1880883 | 1755077 | 1797858 | 1881334 | 1876320 | 1970213 | 1963919 | 1166405 | 2385239 | 2382755 | 2352877 | 2302818 | 2329385 | 2381026 | 2417381 | 2444783 | 2385205 | 2554001 | 2413746 | 2656643 | 2633837 | 2539517 | 2205496
Mississippi | Total international exports | 0 | 0 | 0 | 0 | 0 | 0 | 0 | 0 | 0 | 0 | 0 | 0 | 0 | 0 | 0 | 0 | 0 | 0 | 0 | 0 | 0 | 0 | 0 | 0 | 0 | 0 | 0 | 0 | 0 | 0 | 0 | 0
Mississippi | Estimated losses | 2610977.5 | 2588783 | 2654315 | 2599001 | 2601811 | 2559981 | 2428414 | 2572704 | 2620551 | 2620384 | 3048747 | 3069562 | 2931371 | 3039866 | 3047734 | 3043306 | 3067831 | 3373080 | 3344202 | 3409326 | 3463386 | 3526396 | 3450308 | 3022805 | 3022568 | 3075555 | 2890321 | 2782386 | 2781113 | 2627842 | 2535386 | 2439113
Mississippi | Unaccounted | 141374 | -104164 | 74600 | 276863 | 318197 | 596868 | 745006 | 639391 | 735889 | 827447 | 312556 | 435993 | 415108 | 623206 | 767448 | 0 | 0 | 0 | 0 | 0 | 0 | 0 | 0 | 0 | 0 | 0 | 0 | 0 | 0 | 0 | 0 | 0
Mississippi | Net interstate exports | 10924095.25 | 15724641 | 12475956 | 8365348 | 7130436 | 8816168 | 11044956 | 742713 | 0 | 867906 | 0 | 0 | 0 | 0 | 0 | 0 | 0 | 0 | 0 | 0 | 4431908 | 0 | 0 | 0 | 0 | 0 | 0 | 0 | 0 | 0 | 0 | 0
Mississippi | Total disposition | 63935489 | 66581788 | 65958760 | 63473771 | 59727637 | 62881295 | 64757864 | 55127092 | 53908212 | 54584295 | 54453938 | 54990579 | 51276967 | 53260627 | 53938576 | 52226346 | 51159625 | 51681215 | 50710440 | 50593773 | 53446452 | 50828945 | 49450770 | 47484060 | 44932936 | 44508673 | 42627793 | 41080767 | 39153207 | 37409070 | 36985196 | 35993151
Mississippi | Net interstate trade | 10924095.25 | 15724641 | 12475956 | 8365348 | 7130436 | 8816168 | 11044956 | 742713 | -1097948 | 867906 | -2882995 | -503319 | -2575483 | -5054916 | -3894890 | -5997499 | -6092172 | -8018602 | -10562162 | -7704961 | 4431908 | -13214383 | -14605799 | -13075003 | -11253984 | -13231391 | -13646931 | -12410270 | -13211682 | -14274106 | -11108581 | -10791733
Mississippi | Net trade index (ratio) | 1.2075 | 1.31 | 1.23 | 1.15 | 1.14 | 1.16 | 1.21 | 1.01 | 0.98 | 1.02 | 0.95 | 0.99 | 0.95 | 0.91 | 0.93 | 0.89 | 0.88 | 0.84 | 0.79 | 0.85 | 1.09 | 0.74 | 0.7 | 0.72 | 0.75 | 0.7 | 0.68 | 0.7 | 0.66 | 0.62 | 0.7 | 0.7
Mississippi | Facility Direct Sales are electricity sales from non utility power producers which reported electricity sales to an ultimate customer. Net Interstate Trade = Total Supply - (Total Electric Industry Sales + Direct Use + Total International Exports (if applies) + Estimated Losses). Net Trade Index is the sum of Total Supply / (Total Disposition - Net Interstate Trade). A negative Net Interstate Trade value indicates a net import of electric power. Notes: Totals may not equal sum of components because of independent rounding. Estimated Losses are reported at the utility level, and then allocated to States based on the utility`s salesto ultimate customers by State. Reported losses may include electricity unaccounted for by the utility. Direct use is commercial or industrial use of electricity that (1) is self-generated (2) is produced by either the same entity that consumes the power or an affiliate,and (3) is used in direct support of a service or industrial process located within the same facility or group of facilities that houses the generating equipment. Direct use is exclusive of station use. Beginning with publication year 2010, Total disposition has been reorganized to include Net Interstate Trade. Therefore, Total Disposition equals Total Supply. Sources: U.S. Energy Information Administration, Form EIA-923, Power Plant Operations Report and predecessor forms. U.S. Energy Information Administration,Form EIA-860, Annual Electric Generator Report. U.S. Energy Information Administration, Form EIA-861, Annual Electric Power Industry Report. Form EIA-111, Quarterly Imports and Exports Report. | 0 0: 0
Mississippi | Table 10. Supply and disposition of electricity, 1990 through 2020 | 0 | Column2 | Column3 | Column4 | Column5 | Column6 | Column7 | Column8 | Column9 | Column10 | Column11 | Column12 | Column13 | Column14 | Column15 | Column16 | Column17 | Column18 | Column19 | Column20 | Column21 | Column22 | Column23 | Column24 | Column25 | Column26 | Column27 | Column28 | Column29 | Column30 | Column31 | Column32
| Missouri | 0 0: 0
Missouri | megawatthours | 0 0: 0
Missouri | Category | 0 | Year 2020 | Year 2019 | Year 2018 | Year 2017 | Year 2016 | Year 2015 | Year 2014 | Year 2013 | Year 2012 | Year 2011 | Year 2010 | Year 2009 | Year 2008 | Year 2007 | Year 2006 | Year 2005 | Year 2004 | Year 2003 | Year 2002 | Year 2001 | Year 2000 | Year 1999 | Year 1998 | Year 1997 | Year 1996 | Year 1995 | Year 1994 | Year 1993 | Year 1992 | Year 1991 | Year 1990
Missouri | Supply | 0 0: 0
Missouri | Generation | 0 0: 0
Missouri | ..Electric utilities | 75039180.5 | 66734457 | 72581295 | 79780367 | 81060603 | 75449280 | 80878917 | 85271253 | 89217205 | 88747138 | 92620740 | 90176805 | 86704766 | 89178555 | 89925724 | 91118304 | 90159045 | 86419717 | 86102107 | 79796801 | 78990878 | 76283550 | 73504882 | 74894188 | 71073239 | 67827241 | 65400254 | 61519090 | 53202268 | 56627107 | 60120689 | 59010858
Missouri | ..Independent power producers | 4817192.75 | 5581061 | 5410192 | 5013733 | 3263785 | 2859905 | 2514338 | 2294366 | 2127559 | 2796677 | 1997909 | 1842611 | 1382896 | 1422675 | 819998 | 164770 | 319094 | 828119 | 783437 | 1038781 | 226090 | 0 | 0 | 0 | 0 | 0 | 0 | 0 | 0 | 0 | 0 | 0
Missouri | ..Combined heat and power, electric | 61455.5 | 38710 | 61404 | 84107 | 61601 | 56361 | 39631 | 52280 | 58545 | 49454 | 40925 | 54513 | 41372 | 126817 | 44941 | 30407 | 5236 | 46230 | 0 | 0 | 0 | 0 | 0 | 0 | 0 | 0 | 0 | 0 | 0 | 0 | 0 | 0
Missouri | Electric power sector generation subtotal | 79917829 | 72354228 | 78052891 | 84878207 | 84385990 | 78365546 | 83432886 | 87617899 | 91403309 | 91593269 | 94659574 | 92073929 | 88129034 | 90728047 | 90790663 | 91313481 | 90483375 | 87294066 | 86885544 | 80835582 | 79216968 | 76283550 | 73504882 | 74894188 | 71073239 | 67827241 | 65400254 | 61519090 | 53202268 | 56627107 | 60120689 | 59010858
Missouri | ..Combined heat and power, commercial | 178561.5 | 173687 | 191502 | 174501 | 174556 | 198724 | 163979 | 165276 | 165911 | 159504 | 145672 | 124625 | 104410 | 151060 | 194007 | 200749 | 162746 | 155288 | 134075 | 140367 | 137462 | 145284 | 141028 | 116623 | 117933 | 120278 | 140040 | 156960 | 149194 | 127583 | 144693 | 157956
Missouri | ..Combined heat and power, industrial | 40793.25 | 39954 | 34358 | 42676 | 46185 | 47243 | 43202 | 51293 | 57373 | 51548 | 71150 | 114435 | 120828 | 149688 | 168412 | 172114 | 182109 | 183557 | 205468 | 186249 | 190445 | 165105 | 169800 | 176535 | 183014 | 175009 | 180664 | 201628 | 201506 | 196983 | 209343 | 184016
Missouri | Industrial and commercial generation subtotal | 219354.75 | 213641 | 225860 | 217177 | 220741 | 245967 | 207181 | 216569 | 223284 | 211052 | 216822 | 239060 | 225238 | 300748 | 362418 | 372862 | 344855 | 338844 | 339543 | 326616 | 327907 | 310389 | 310828 | 293159 | 300947 | 295286 | 320703 | 358588 | 350700 | 324566 | 354036 | 341972
Missouri | Total net generation | 80137183.75 | 72567869 | 78278751 | 85095384 | 84606731 | 78611513 | 83640067 | 87834468 | 91626593 | 91804321 | 94876397 | 92312989 | 88354272 | 91028795 | 91153081 | 91686343 | 90828230 | 87632910 | 87225087 | 81162198 | 79544875 | 76593939 | 73815710 | 75187347 | 71374186 | 68122527 | 65720957 | 61877678 | 53552968 | 56951673 | 60474725 | 59352830
Missouri | Total international imports | 0 | 0 | 0 | 0 | 0 | 0 | 0 | 0 | 1787 | 11573 | 11641 | 3622 | 669248 | 208971 | 834 | 2975 | 12308 | 0 | 0 | 136 | 0 | 0 | 3559 | 599 | 1160 | 0 | 450 | 0 | 0 | 0 | 0 | 0
Missouri | Net interstate imports | 3661746.5 | 7473419 | 5253189 | 1920378 | 0 | 5380046 | 3443976 | 1773731 | 0 | 0 | 0 | 100799 | 0 | 0 | 1294914 | 0 | 0 | 0 | 0 | 2341873 | 1480366 | 4846461 | 3811422 | 1893028 | 2272656 | 4713691 | 4358395 | 5070808 | 12494360 | 4277395 | 2823115 | 1057567
Missouri | Total supply | 83798930.25 | 80041288 | 83531940 | 87015762 | 84606731 | 83991559 | 87084043 | 89608199 | 91628380 | 91815894 | 94888038 | 92417410 | 89023520 | 91237766 | 92448829 | 91689318 | 90840538 | 87632910 | 87225087 | 83504207 | 81025241 | 81440400 | 77630691 | 77080974 | 73648002 | 72836218 | 70079802 | 66948486 | 66047328 | 61229068 | 63297840 | 60410397
Missouri | Disposition | 0 0: 0
Missouri | Sales to ultimate customers | 0 0: 0
Missouri | ..Full service providers | 78275185.25 | 75725712 | 78857775 | 82055835 | 76461419 | 78618056 | 81504081 | 83878397 | 83406957 | 82435359 | 84254841 | 86085117 | 79878114 | 84275150 | 85512809 | 81995540 | 80920922 | 74034612 | 74219824 | 75000629 | 73213157 | 72642699 | 68975652 | 68985563 | 65672525 | 64843243 | 62258967 | 59692758 | 58622069 | 54410855 | 56514156 | 53924637
Missouri | ..Energy-only providers | 0 | 0 | 0 | 0 | 0 | 0 | 0 | 0 | 0 | 0 | 0 | 0 | 0 | 0 | 0 | 0 | 0 | 0 | 0 | 0 | 0 | 0 | 69318 | 24373 | 38806 | 0 | 0 | 0 | 0 | 0 | 0 | 0
Missouri | ..Facility direct sales | 0 | 0 | 0 | 0 | 0 | 0 | 0 | 0 | 0 | 0 | 0 | 0 | 19186 | 106526 | 20041 | 19690 | 19572 | 19684 | 20064 | 20013 | 0 | 0 | 0 | 0 | 0 | 0 | 0 | 0 | 0 | 0 | 0 | 0
Missouri | Total electric industry sales | 78275185.25 | 75725712 | 78857775 | 82055835 | 76461419 | 78618056 | 81504081 | 83878397 | 83406957 | 82435359 | 84254841 | 86085117 | 79897300 | 84381676 | 85532850 | 82015230 | 80940494 | 74054296 | 74239888 | 75020642 | 73213157 | 72642699 | 69044970 | 69009936 | 65711331 | 64843243 | 62258967 | 59692758 | 58622069 | 54410855 | 56514156 | 53924637
Missouri | Direct use | 277551 | 267786 | 278013 | 276831 | 287574 | 313675 | 268017 | 276799 | 282997 | 229605 | 232858 | 256411 | 245721 | 310758 | 138902 | 160160 | 292893 | 305146 | 304828 | 301006 | 294602 | 308583 | 310124 | 293159 | 300947 | 295286 | 320703 | 358588 | 348607 | 322032 | 353331 | 337933
Missouri | Total international exports | 0 | 0 | 0 | 0 | 0 | 0 | 0 | 0 | 0 | 1197 | 201 | 2360 | 10786 | 15400 | 300 | 10 | 2087 | 6276 | 208 | 136 | 0 | 0 | 122 | 314 | 0 | 0 | 0 | 0 | 0 | 0 | 0 | 0
Missouri | Estimated losses | 4221272.75 | 4217488 | 4275975 | 4232247 | 4159381 | 4103161 | 4064889 | 4367543 | 4480592 | 4464201 | 5206413 | 5318146 | 5086056 | 5375154 | 5413586 | 5317775 | 5409718 | 5426402 | 5451296 | 5627270 | 5725522 | 5650386 | 5416725 | 4907137 | 4954434 | 5033242 | 4751930 | 4534640 | 4691738 | 4301384 | 4339428 | 4094002
Missouri | Unaccounted | 227503 | -169698 | 120177 | 450848 | 508685 | 956666 | 1247056 | 1085461 | 1258216 | 1409674 | 533759 | 755377 | 720231 | 1101966 | 1363191 | 0 | 0 | 0 | 0 | 0 | 0 | 0 | 0 | 0 | 0 | 0 | 0 | 0 | 0 | 0 | 0 | 0
Missouri | Net interstate exports | 797417.75 | 0 | 0 | 0 | 3189671 | 0 | 0 | 0 | 2199618 | 3275857 | 4659966 | 0 | 3063425 | 52812 | 0 | 433931 | 626940 | 4488629 | 4566697 | 0 | 0 | 0 | 0 | 0 | 0 | 0 | 0 | 0 | 0 | 0 | 0 | 0
Missouri | Total disposition | 83798930.25 | 80041288 | 83531940 | 87015762 | 84606731 | 83991559 | 87084043 | 89608199 | 91628380 | 91815894 | 94888038 | 92417410 | 89023520 | 91237766 | 92448829 | 91689318 | 90840538 | 87632910 | 87225087 | 83504207 | 81025241 | 81440400 | 77630691 | 77080974 | 73648002 | 72836218 | 70079802 | 66948486 | 66047328 | 61229068 | 63297840 | 60410397
Missouri | Net interstate trade | -2864328.75 | -7473419 | -5253189 | -1920378 | 3189671 | -5380046 | -3443976 | -1773731 | 2199618 | 3275857 | 4659966 | -100799 | 3063425 | 52812 | -1294914 | 433931 | 626940 | 4488629 | 4566697 | -2341873 | -1480366 | -4846461 | -3811422 | -1893028 | -2272656 | -4713691 | -4358395 | -5070808 | -12494360 | -4277395 | -2823115 | -1057567
Missouri | Net trade index (ratio) | 0.9675 | 0.91 | 0.94 | 0.98 | 1.04 | 0.94 | 0.96 | 0.98 | 1.02 | 1.04 | 1.05 | 1 | 1.04 | 1 | 0.99 | 1 | 1.01 | 1.05 | 1.06 | 0.97 | 0.98 | 0.94 | 0.95 | 0.98 | 0.97 | 0.94 | 0.94 | 0.92 | 0.81 | 0.93 | 0.96 | 0.98
Missouri | Facility Direct Sales are electricity sales from non utility power producers which reported electricity sales to an ultimate customer. Net Interstate Trade = Total Supply - (Total Electric Industry Sales + Direct Use + Total International Exports (if applies) + Estimated Losses). Net Trade Index is the sum of Total Supply / (Total Disposition - Net Interstate Trade). A negative Net Interstate Trade value indicates a net import of electric power. Notes: Totals may not equal sum of components because of independent rounding. Estimated Losses are reported at the utility level, and then allocated to States based on the utility`s salesto ultimate customers by State. Reported losses may include electricity unaccounted for by the utility. Direct use is commercial or industrial use of electricity that (1) is self-generated (2) is produced by either the same entity that consumes the power or an affiliate,and (3) is used in direct support of a service or industrial process located within the same facility or group of facilities that houses the generating equipment. Direct use is exclusive of station use. Beginning with publication year 2010, Total disposition has been reorganized to include Net Interstate Trade. Therefore, Total Disposition equals Total Supply. Sources: U.S. Energy Information Administration, Form EIA-923, Power Plant Operations Report and predecessor forms. U.S. Energy Information Administration,Form EIA-860, Annual Electric Generator Report. U.S. Energy Information Administration, Form EIA-861, Annual Electric Power Industry Report. Form EIA-111, Quarterly Imports and Exports Report. | 0 0: 0
Missouri | Table 10. Supply and disposition of electricity, 1990 through 2020 | 0 | Column2 | Column3 | Column4 | Column5 | Column6 | Column7 | Column8 | Column9 | Column10 | Column11 | Column12 | Column13 | Column14 | Column15 | Column16 | Column17 | Column18 | Column19 | Column20 | Column21 | Column22 | Column23 | Column24 | Column25 | Column26 | Column27 | Column28 | Column29 | Column30 | Column31 | Column32
| Montana | 0 0: 0
Montana | megawatthours | 0 0: 0
Montana | Category | 0 | Year 2020 | Year 2019 | Year 2018 | Year 2017 | Year 2016 | Year 2015 | Year 2014 | Year 2013 | Year 2012 | Year 2011 | Year 2010 | Year 2009 | Year 2008 | Year 2007 | Year 2006 | Year 2005 | Year 2004 | Year 2003 | Year 2002 | Year 2001 | Year 2000 | Year 1999 | Year 1998 | Year 1997 | Year 1996 | Year 1995 | Year 1994 | Year 1993 | Year 1992 | Year 1991 | Year 1990
Montana | Supply | 0 0: 0
Montana | Generation | 0 0: 0
Montana | ..Electric utilities | 11421902.5 | 11347263 | 10707880 | 12087481 | 11544986 | 10810501 | 10717102 | 12329411 | 7361898 | 8486141 | 9547800 | 6271180 | 6275963 | 6902037 | 6342288 | 6956390 | 6587015 | 6066404 | 6020681 | 6726239 | 4415943 | 6627410 | 27596974 | 27616913 | 27807273 | 26039141 | 25411151 | 24705228 | 23447322 | 25467703 | 28157328 | 25718975
Montana | ..Independent power producers | 14984935.75 | 11510631 | 16597066 | 15646764 | 16185282 | 16490981 | 18057431 | 17501724 | 19861783 | 18855195 | 20127870 | 23019307 | 19852665 | 22201776 | 21986435 | 20763611 | 20851215 | 20210314 | 19792034 | 18327237 | 19315866 | 19275321 | 3266045 | 341443 | 264886 | 275636 | 327109 | 375784 | 373618 | 375561 | 351137 | 261490
Montana | ..Combined heat and power, electric | 455352.75 | 459339 | 459719 | 442910 | 459443 | 452014 | 500087 | 404660 | 448668 | 454794 | 444292 | 397527 | 479335 | 404942 | 481724 | 408031 | 412466 | 433670 | 378065 | 348123 | 425959 | 486436 | 489744 | 442824 | 448963 | 452364 | 149726 | 0 | 0 | 0 | 0 | 0
Montana | Electric power sector generation subtotal | 26862191 | 23317233 | 27764665 | 28177155 | 28189711 | 27753496 | 29274620 | 30235795 | 27672349 | 27796130 | 30119962 | 29688014 | 26607963 | 29508755 | 28810447 | 28128032 | 27850696 | 26710388 | 26190780 | 25401599 | 24157768 | 26389166 | 31352763 | 28401180 | 28521123 | 26767141 | 25887986 | 25081012 | 23820940 | 25843264 | 28508465 | 25980465
Montana | ..Combined heat and power, commercial | 0 | 0 | 0 | 0 | 0 | 0 | 0 | 0 | 0 | 0 | 0 | 0 | 0 | 0 | 0 | 0 | 0 | 0 | 0 | 0 | 0 | 0 | 0 | 0 | 0 | 0 | 0 | 0 | 0 | 0 | 0 | 0
Montana | ..Combined heat and power, industrial | 33845.5 | 36057 | 32414 | 35676 | 31235 | 30033 | 27781 | 21821 | 14977 | 8652 | 8581 | 103166 | 104773 | 128382 | 121046 | 115505 | 88082 | 78380 | 77947 | 72107 | 74715 | 62660 | 66572 | 59336 | 65823 | 70284 | 73326 | 71837 | 51914 | 56380 | 44682 | 49306
Montana | Industrial and commercial generation subtotal | 33845.5 | 36057 | 32414 | 35676 | 31235 | 30033 | 27781 | 21821 | 14977 | 8652 | 8581 | 103166 | 104773 | 128382 | 121046 | 115505 | 88082 | 78380 | 77947 | 72107 | 74715 | 62660 | 66572 | 59336 | 65823 | 70284 | 73326 | 71837 | 51914 | 56380 | 44682 | 49306
Montana | Total net generation | 26896036.5 | 23353290 | 27797079 | 28212831 | 28220946 | 27783529 | 29302401 | 30257616 | 27687326 | 27804782 | 30128543 | 29791181 | 26712735 | 29637137 | 28931493 | 28243536 | 27938778 | 26788768 | 26268726 | 25473706 | 24232483 | 26451826 | 31419335 | 28460516 | 28586946 | 26837425 | 25961313 | 25152849 | 23872855 | 25899645 | 28553147 | 26029771
Montana | Total international imports | 101194 | 16233 | 70018 | 55597 | 262928 | 167205 | 136441 | 82559 | 58392 | 168522 | 41278 | 250017 | 215729 | 241397 | 94523 | 85520 | 109021 | 40136 | 11070 | 52103 | 0 | 257 | 18826 | 26840 | 14176 | 38140 | 0 | 0 | 3040 | 17091 | 25432 | 47054
Montana | Net interstate imports | 0 | 0 | 0 | 0 | 0 | 0 | 0 | 0 | 0 | 0 | 0 | 0 | 0 | 0 | 0 | 0 | 0 | 0 | 0 | 0 | 0 | 0 | 0 | 0 | 0 | 0 | 0 | 0 | 0 | 0 | 0 | 0
Montana | Total supply | 26997230.5 | 23369523 | 27867097 | 28268428 | 28483874 | 27950734 | 29438842 | 30340175 | 27745718 | 27973304 | 30169821 | 30041198 | 26928464 | 29878534 | 29026016 | 28329056 | 28047799 | 26828904 | 26279796 | 25525809 | 24232483 | 26452083 | 31438161 | 28487356 | 28601122 | 26875565 | 25961313 | 25152849 | 23875895 | 25916736 | 28578579 | 26076825
Montana | Disposition | 0 0: 0
Montana | Sales to ultimate customers | 0 0: 0
Montana | ..Full service providers | 11831609.75 | 11664564 | 11930006 | 11802663 | 11929206 | 11365708 | 11485015 | 11492057 | 11348089 | 11167951 | 11131135 | 11151737 | 11304274 | 12491979 | 12831967 | 10820511 | 10642433 | 10084134 | 10282211 | 10323186 | 9599172 | 12488983 | 12131855 | 13773564 | 11917489 | 13819556 | 13418523 | 13184134 | 12929227 | 13096382 | 13406600 | 13124583
Montana | ..Energy-only providers | 3031878 | 2919615 | 3391265 | 3036182 | 2780450 | 2734893 | 2721896 | 2610335 | 2697085 | 2695432 | 2656946 | 2619716 | 3049501 | 2834421 | 2700018 | 2994469 | 2836405 | 2872648 | 2542449 | 2508202 | 1847486 | 2090999 | 1149744 | 371268 | 0 | 0 | 0 | 0 | 0 | 0 | 0 | 0
Montana | ..Facility direct sales | 0 | 0 | 0 | 0 | 0 | 0 | 0 | 0 | 0 | 0 | 0 | 0 | 0 | 0 | 0 | 0 | 0 | 0 | 0 | 0 | 0 | 0 | 0 | 0 | 0 | 0 | 0 | 0 | 0 | 0 | 0 | 0
Montana | Total electric industry sales | 14863487.75 | 14584179 | 15321271 | 14838845 | 14709656 | 14100601 | 14206911 | 14102392 | 14045174 | 13863383 | 13788081 | 13771453 | 14353775 | 15326400 | 15531985 | 13814980 | 13478838 | 12956782 | 12824660 | 12831388 | 11446658 | 14579982 | 13281599 | 14144832 | 11917489 | 13819556 | 13418523 | 13184134 | 12929227 | 13096382 | 13406600 | 13124583
Montana | Direct use | 82225.25 | 28108 | 101248 | 98302 | 101243 | 97427 | 101634 | 94123 | 15777 | 9553 | 9516 | 70512 | 192482 | 237895 | 121053 | 120358 | 93256 | 155392 | 155230 | 153283 | 150022 | 223007 | 131849 | 109500 | 124649 | 134102 | 100422 | 89462 | 65601 | 75355 | 63225 | 70005
Montana | Total international exports | 663419 | 1169954 | 863251 | 548897 | 71574 | 42794 | 310843 | 1061102 | 405966 | 343536 | 410037 | 625508 | 503871 | 489023 | 148774 | 299130 | 99607 | 76247 | 1001 | 0 | 55 | 3191 | 35360 | 4153 | 3186 | 205 | 397 | 181 | 329 | 229 | 196 | 168
Montana | Estimated losses | 802142.25 | 812255 | 830779 | 765353 | 800182 | 735926 | 708548 | 734311 | 754502 | 750757 | 852016 | 850770 | 913724 | 976299 | 983058 | 895748 | 900868 | 949421 | 941691 | 962478 | 895168 | 1134078 | 1041970 | 1005806 | 898542 | 1072698 | 1024172 | 1001550 | 1034773 | 1035318 | 1029423 | 996429
Montana | Unaccounted | 42514.5 | -32683 | 23349 | 81531 | 97861 | 171584 | 217373 | 182497 | 211875 | 237069 | 87348 | 120841 | 129392 | 200152 | 247543 | 0 | 0 | 0 | 0 | 0 | 0 | 0 | 0 | 0 | 0 | 0 | 0 | 0 | 0 | 0 | 0 | 0
Montana | Net interstate exports | 10543441.75 | 6807709 | 10727199 | 11935501 | 12703358 | 12802403 | 13893533 | 14165750 | 12312424 | 12769007 | 15022823 | 14602114 | 10835220 | 12648765 | 11993603 | 12658405 | 12925428 | 12206457 | 11999804 | 11243329 | 11564270 | 10102981 | 16469590 | 12684082 | 15240973 | 11352244 | 10856760 | 10365981 | 9308690 | 11179025 | 13562541 | 11373538
Montana | Total disposition | 26997230.5 | 23369523 | 27867097 | 28268428 | 28483874 | 27950734 | 29438842 | 30340175 | 27745718 | 27973304 | 30169821 | 30041198 | 26928464 | 29878534 | 29026016 | 28329056 | 28047799 | 26828904 | 26279796 | 25525809 | 24232483 | 26452083 | 31438161 | 28487356 | 28601122 | 26875565 | 25961313 | 25152849 | 23875895 | 25916736 | 28578579 | 26076825
Montana | Net interstate trade | 10543441.75 | 6807709 | 10727199 | 11935501 | 12703358 | 12802403 | 13893533 | 14165750 | 12312424 | 12769007 | 15022823 | 14602114 | 10835220 | 12648765 | 11993603 | 12658405 | 12925428 | 12206457 | 11999804 | 11243329 | 11564270 | 10102981 | 16469590 | 12684082 | 15240973 | 11352244 | 10856760 | 10365981 | 9308690 | 11179025 | 13562541 | 11373538
Montana | Net trade index (ratio) | 1.645 | 1.41 | 1.63 | 1.73 | 1.81 | 1.85 | 1.89 | 1.88 | 1.8 | 1.84 | 1.99 | 1.95 | 1.67 | 1.73 | 1.7 | 1.81 | 1.85 | 1.83 | 1.84 | 1.79 | 1.91 | 1.62 | 2.1 | 1.8 | 2.14 | 1.73 | 1.72 | 1.7 | 1.64 | 1.76 | 1.9 | 1.77
Montana | Facility Direct Sales are electricity sales from non utility power producers which reported electricity sales to an ultimate customer. Net Interstate Trade = Total Supply - (Total Electric Industry Sales + Direct Use + Total International Exports (if applies) + Estimated Losses). Net Trade Index is the sum of Total Supply / (Total Disposition - Net Interstate Trade). A negative Net Interstate Trade value indicates a net import of electric power. Notes: Totals may not equal sum of components because of independent rounding. Estimated Losses are reported at the utility level, and then allocated to States based on the utility`s salesto ultimate customers by State. Reported losses may include electricity unaccounted for by the utility. Direct use is commercial or industrial use of electricity that (1) is self-generated (2) is produced by either the same entity that consumes the power or an affiliate,and (3) is used in direct support of a service or industrial process located within the same facility or group of facilities that houses the generating equipment. Direct use is exclusive of station use. Beginning with publication year 2010, Total disposition has been reorganized to include Net Interstate Trade. Therefore, Total Disposition equals Total Supply. Sources: U.S. Energy Information Administration, Form EIA-923, Power Plant Operations Report and predecessor forms. U.S. Energy Information Administration,Form EIA-860, Annual Electric Generator Report. U.S. Energy Information Administration, Form EIA-861, Annual Electric Power Industry Report. Form EIA-111, Quarterly Imports and Exports Report. | 0 0: 0
Montana | Table 10. Supply and disposition of electricity, 1990 through 2020 | 0 | Column2 | Column3 | Column4 | Column5 | Column6 | Column7 | Column8 | Column9 | Column10 | Column11 | Column12 | Column13 | Column14 | Column15 | Column16 | Column17 | Column18 | Column19 | Column20 | Column21 | Column22 | Column23 | Column24 | Column25 | Column26 | Column27 | Column28 | Column29 | Column30 | Column31 | Column32
| Nebraska | 0 0: 0
Nebraska | megawatthours | 0 0: 0
Nebraska | Category | 0 | Year 2020 | Year 2019 | Year 2018 | Year 2017 | Year 2016 | Year 2015 | Year 2014 | Year 2013 | Year 2012 | Year 2011 | Year 2010 | Year 2009 | Year 2008 | Year 2007 | Year 2006 | Year 2005 | Year 2004 | Year 2003 | Year 2002 | Year 2001 | Year 2000 | Year 1999 | Year 1998 | Year 1997 | Year 1996 | Year 1995 | Year 1994 | Year 1993 | Year 1992 | Year 1991 | Year 1990
Nebraska | Supply | 0 0: 0
Nebraska | Generation | 0 0: 0
Nebraska | ..Electric utilities | 29759092 | 27756592 | 30018492 | 31166766 | 30094518 | 32547740 | 36522242 | 36560960 | 35170167 | 32782885 | 34977559 | 36242921 | 33776062 | 32355676 | 32403289 | 31599046 | 31391643 | 31944127 | 30367879 | 31550226 | 30411669 | 29045739 | 29980967 | 28720209 | 28388030 | 27322697 | 25279277 | 21945525 | 22724286 | 22387247 | 22971934 | 21630677
Nebraska | ..Independent power producers | 6522899 | 8836865 | 6914040 | 5407379 | 4933312 | 3610474 | 2962802 | 2510607 | 1583212 | 1072067 | 822020 | 208275 | 164662 | 0 | 0 | 0 | 0 | 0 | 0 | 0 | 0 | 0 | 0 | 0 | 0 | 0 | 0 | 0 | 0 | 0 | 0 | 0
Nebraska | ..Combined heat and power, electric | 0 | 0 | 0 | 0 | 0 | 0 | 0 | 0 | 0 | 0 | 0 | 5820 | 4720 | 4873 | 4521 | 4485 | 8291 | 6 | 21444 | 7500 | 8289 | 7470 | 8733 | 8400 | 8395 | 0 | 0 | 0 | 0 | 0 | 0 | 0
Nebraska | Electric power sector generation subtotal | 36281991 | 36593457 | 36932532 | 36574145 | 35027830 | 36158214 | 39485044 | 39071567 | 36753379 | 33854952 | 35799579 | 36457016 | 33945444 | 32360549 | 32407810 | 31603531 | 31399934 | 31944133 | 30389323 | 31557726 | 30419958 | 29053209 | 29989700 | 28728609 | 28396425 | 27322697 | 25279277 | 21945525 | 22724286 | 22387247 | 22971934 | 21630677
Nebraska | ..Combined heat and power, commercial | 17628.5 | 16024 | 17520 | 18229 | 18741 | 19230 | 16923 | 17441 | 18271 | 17741 | 17114 | 12542 | 14414 | 12924 | 16827 | 16744 | 19219 | 22451 | 20458 | 16663 | 17002 | 18649 | 18289 | 20573 | 9986 | 0 | 0 | 0 | 0 | 0 | 0 | 0
Nebraska | ..Combined heat and power, industrial | 330254 | 239200 | 347563 | 373842 | 360411 | 347425 | 381424 | 342283 | 332978 | 344599 | 278358 | 160448 | 42034 | 49 | 18062 | 49693 | 45581 | 42125 | 46203 | 44104 | 48254 | 38006 | 47762 | 47610 | 42855 | 28412 | 25023 | 37606 | 36570 | 38251 | 28413 | 2910
Nebraska | Industrial and commercial generation subtotal | 347882.5 | 255224 | 365083 | 392071 | 379152 | 366655 | 398347 | 359724 | 351249 | 362340 | 295472 | 172990 | 56448 | 12973 | 34889 | 66437 | 64800 | 64576 | 66661 | 60767 | 65256 | 56655 | 66051 | 68183 | 52841 | 28412 | 25023 | 37606 | 36570 | 38251 | 28413 | 2910
Nebraska | Total net generation | 36629873.5 | 36848681 | 37297615 | 36966216 | 35406982 | 36524869 | 39883391 | 39431291 | 37104628 | 34217292 | 36095051 | 36630006 | 34001892 | 32373522 | 32442699 | 31669969 | 31464734 | 32008709 | 30455984 | 31618493 | 30485214 | 29109864 | 30055751 | 28796791 | 28449266 | 27351109 | 25304300 | 21983131 | 22760856 | 22425498 | 23000347 | 21633587
Nebraska | Total international imports | 4394.25 | 0 | 0 | 12226 | 5351 | 12 | 0 | 860 | 0 | 0 | 0 | 0 | 0 | 257 | 9762 | 10 | 306 | 0 | 2402 | 0 | 0 | 0 | 26729 | 29602 | 608 | 0 | 0 | 0 | 0 | 0 | 0 | 0
Nebraska | Net interstate imports | 0 | 0 | 0 | 0 | 0 | 0 | 0 | 0 | 0 | 0 | 0 | 0 | 0 | 0 | 0 | 0 | 0 | 0 | 0 | 0 | 0 | 0 | 0 | 0 | 0 | 0 | 0 | 305543 | 0 | 0 | 0 | 0
Nebraska | Total supply | 36634267.75 | 36848681 | 37297615 | 36978442 | 35412333 | 36524881 | 39883391 | 39432151 | 37104628 | 34217292 | 36095051 | 36630006 | 34001892 | 32373779 | 32452461 | 31669979 | 31465040 | 32008709 | 30458386 | 31618493 | 30485214 | 29109864 | 30082480 | 28826393 | 28449874 | 27351109 | 25304300 | 22288674 | 22760856 | 22425498 | 23000347 | 21633587
Nebraska | Disposition | 0 0: 0
Nebraska | Sales to ultimate customers | 0 0: 0
Nebraska | ..Full service providers | 30710574.75 | 31168941 | 30380277 | 30936861 | 30356220 | 30199354 | 29495073 | 30222168 | 30700605 | 30827939 | 29676084 | 29849460 | 28452194 | 28821021 | 28248400 | 27276292 | 26975944 | 25875930 | 25856566 | 25661061 | 24722640 | 24349189 | 22810012 | 23144897 | 22582344 | 21497464 | 20892479 | 19873148 | 18749041 | 17784329 | 18605192 | 17868252
Nebraska | ..Energy-only providers | 0 | 0 | 0 | 0 | 0 | 0 | 0 | 0 | 0 | 0 | 0 | 0 | 0 | 0 | 0 | 0 | 0 | 0 | 0 | 0 | 0 | 0 | 0 | 0 | 0 | 0 | 0 | 0 | 0 | 0 | 0 | 0
Nebraska | ..Facility direct sales | 2731.5 | 2595 | 2913 | 2631 | 2787 | 0 | 0 | 0 | 0 | 0 | 0 | 0 | 0 | 0 | 0 | 0 | 0 | 0 | 0 | 0 | 0 | 0 | 0 | 0 | 0 | 0 | 0 | 0 | 0 | 0 | 0 | 0
Nebraska | Total electric industry sales | 30713306.25 | 31171536 | 30383190 | 30939492 | 30359007 | 30199354 | 29495073 | 30222168 | 30700605 | 30827939 | 29676084 | 29849460 | 28452194 | 28821021 | 28248400 | 27276292 | 26975944 | 25875930 | 25856566 | 25661061 | 24722640 | 24349189 | 22810012 | 23144897 | 22582344 | 21497464 | 20892479 | 19873148 | 18749041 | 17784329 | 18605192 | 17868252
Nebraska | Direct use | 433242.75 | 333713 | 458187 | 492206 | 448865 | 450263 | 481211 | 445478 | 431743 | 441919 | 373667 | 227081 | 61168 | 17848 | 45500 | 72863 | 75065 | 72112 | 72037 | 71133 | 69620 | 64125 | 74784 | 76582 | 61236 | 28412 | 25023 | 37606 | 36570 | 38251 | 28413 | 2910
Nebraska | Total international exports | 12151 | 0 | 0 | 47791 | 813 | 14 | 0 | 1074 | 0 | 0 | 0 | 0 | 13 | 149 | 611 | 1288 | 4443 | 2575 | 0 | 0 | 0 | 0 | 68382 | 77840 | 0 | 0 | 0 | 0 | 0 | 0 | 0 | 0
Nebraska | Estimated losses | 1657709.75 | 1736076 | 1647495 | 1595786 | 1651482 | 1576137 | 1471021 | 1573666 | 1649225 | 1669455 | 1833793 | 1844033 | 1811193 | 1835913 | 1787911 | 1768564 | 1802957 | 1896085 | 1898599 | 1924827 | 1933396 | 1893960 | 1789494 | 1645781 | 1702639 | 1668669 | 1594623 | 1509690 | 1500554 | 1405918 | 1428596 | 1356572
Nebraska | Unaccounted | 87104 | -69854 | 46303 | 169994 | 201973 | 367482 | 451290 | 391102 | 463127 | 527169 | 188000 | 261922 | 256481 | 376383 | 450213 | 0 | 0 | 0 | 0 | 0 | 0 | 0 | 0 | 0 | 0 | 0 | 0 | 0 | 0 | 0 | 0 | 0
Nebraska | Net interstate exports | 3730754 | 3677211 | 4762441 | 3733172 | 2750192 | 3931632 | 7984795 | 6798663 | 3859928 | 750811 | 4023507 | 4447510 | 3420843 | 1322466 | 1919826 | 1319329 | 1394819 | 2956224 | 1669897 | 3055679 | 3124617 | 1811802 | 4367738 | 2896873 | 3140065 | 3203809 | 1787436 | 0 | 1637078 | 2412686 | 2161970 | 1616352
Nebraska | Total disposition | 36634267.75 | 36848681 | 37297615 | 36978442 | 35412333 | 36524881 | 39883391 | 39432151 | 37104628 | 34217292 | 36095051 | 36630006 | 34001892 | 32373779 | 32452461 | 31669979 | 31465040 | 32008709 | 30458386 | 31618493 | 30485214 | 29109864 | 30082480 | 28826393 | 28449874 | 27351109 | 25304300 | 22288674 | 22760856 | 22425498 | 23000347 | 21633587
Nebraska | Net interstate trade | 3730754 | 3677211 | 4762441 | 3733172 | 2750192 | 3931632 | 7984795 | 6798663 | 3859928 | 750811 | 4023507 | 4447510 | 3420843 | 1322466 | 1919826 | 1319329 | 1394819 | 2956224 | 1669897 | 3055679 | 3124617 | 1811802 | 4367738 | 2896873 | 3140065 | 3203809 | 1787436 | -305543 | 1637078 | 2412686 | 2161970 | 1616352
Nebraska | Net trade index (ratio) | 1.1125 | 1.11 | 1.15 | 1.11 | 1.08 | 1.12 | 1.25 | 1.21 | 1.12 | 1.02 | 1.13 | 1.14 | 1.11 | 1.04 | 1.06 | 1.04 | 1.05 | 1.1 | 1.06 | 1.11 | 1.11 | 1.07 | 1.17 | 1.11 | 1.12 | 1.13 | 1.08 | 0.99 | 1.08 | 1.12 | 1.1 | 1.08
Nebraska | Facility Direct Sales are electricity sales from non utility power producers which reported electricity sales to an ultimate customer. Net Interstate Trade = Total Supply - (Total Electric Industry Sales + Direct Use + Total International Exports (if applies) + Estimated Losses). Net Trade Index is the sum of Total Supply / (Total Disposition - Net Interstate Trade). A negative Net Interstate Trade value indicates a net import of electric power. Notes: Totals may not equal sum of components because of independent rounding. Estimated Losses are reported at the utility level, and then allocated to States based on the utility`s salesto ultimate customers by State. Reported losses may include electricity unaccounted for by the utility. Direct use is commercial or industrial use of electricity that (1) is self-generated (2) is produced by either the same entity that consumes the power or an affiliate,and (3) is used in direct support of a service or industrial process located within the same facility or group of facilities that houses the generating equipment. Direct use is exclusive of station use. Beginning with publication year 2010, Total disposition has been reorganized to include Net Interstate Trade. Therefore, Total Disposition equals Total Supply. Sources: U.S. Energy Information Administration, Form EIA-923, Power Plant Operations Report and predecessor forms. U.S. Energy Information Administration,Form EIA-860, Annual Electric Generator Report. U.S. Energy Information Administration, Form EIA-861, Annual Electric Power Industry Report. Form EIA-111, Quarterly Imports and Exports Report. | 0 0: 0
Nebraska | Table 10. Supply and disposition of electricity, 1990 through 2020 | 0 | Column2 | Column3 | Column4 | Column5 | Column6 | Column7 | Column8 | Column9 | Column10 | Column11 | Column12 | Column13 | Column14 | Column15 | Column16 | Column17 | Column18 | Column19 | Column20 | Column21 | Column22 | Column23 | Column24 | Column25 | Column26 | Column27 | Column28 | Column29 | Column30 | Column31 | Column32
| Nevada | 0 0: 0
Nevada | megawatthours | 0 0: 0
Nevada | Category | 0 | Year 2020 | Year 2019 | Year 2018 | Year 2017 | Year 2016 | Year 2015 | Year 2014 | Year 2013 | Year 2012 | Year 2011 | Year 2010 | Year 2009 | Year 2008 | Year 2007 | Year 2006 | Year 2005 | Year 2004 | Year 2003 | Year 2002 | Year 2001 | Year 2000 | Year 1999 | Year 1998 | Year 1997 | Year 1996 | Year 1995 | Year 1994 | Year 1993 | Year 1992 | Year 1991 | Year 1990
Nevada | Supply | 0 0: 0
Nevada | Generation | 0 0: 0
Nevada | ..Electric utilities | 27213994.75 | 27245815 | 27293001 | 27481530 | 26835633 | 29476381 | 30496653 | 27758728 | 27888008 | 24186037 | 21672875 | 23710917 | 26095005 | 22979409 | 22376989 | 19686302 | 24112225 | 24246391 | 24634871 | 25008568 | 27896065 | 29341675 | 26485602 | 26552567 | 22869773 | 21362057 | 19997354 | 20519076 | 19820333 | 20962974 | 20922439 | 19286260
Nevada | ..Independent power producers | 9486138.75 | 10090291 | 9541908 | 9520528 | 8791828 | 7696288 | 5928306 | 5696483 | 6052984 | 8483394 | 7834824 | 9015287 | 9392644 | 9872122 | 7623648 | 9546359 | 13955332 | 11022120 | 5324279 | 4652670 | 3534584 | 3690617 | 1711717 | 1749040 | 1830941 | 1762060 | 1610692 | 1565207 | 1552282 | 1181205 | 998641 | 764426
Nevada | ..Combined heat and power, electric | 2165011.75 | 2187158 | 2173161 | 2146536 | 2153192 | 2207798 | 2203014 | 2208897 | 2153869 | 2147174 | 2167210 | 2156977 | 2012703 | 1899936 | 2256640 | 2281996 | 2146195 | 2398924 | 3235738 | 2427697 | 2445321 | 2452624 | 2334811 | 2311913 | 2330672 | 2456153 | 2355808 | 2433444 | 2129856 | 1203364 | 144124 | 0
Nevada | Electric power sector generation subtotal | 38865145.25 | 39523264 | 39008070 | 39148594 | 37780653 | 39380467 | 38627973 | 35664108 | 36094861 | 34816605 | 31674909 | 34883181 | 37500352 | 34751467 | 32257277 | 31514657 | 40213752 | 37667435 | 33194888 | 32088935 | 33875970 | 35484916 | 30532130 | 30613520 | 27031385 | 25580270 | 23963855 | 24517727 | 23502471 | 23347543 | 22065204 | 20050686
Nevada | ..Combined heat and power, commercial | 357143.5 | 572954 | 569354 | 159414 | 126852 | 126141 | 114061 | 95465 | 98453 | 92289 | 92020 | 62188 | 0 | 0 | 0 | 0 | 0 | 0 | 0 | 0 | 0 | 0 | 0 | 0 | 0 | 0 | 0 | 0 | 0 | 0 | 0 | 0
Nevada | ..Combined heat and power, industrial | 316696.25 | 328527 | 312236 | 332233 | 293789 | 280397 | 304750 | 240964 | 250560 | 264369 | 168989 | 200879 | 204781 | 338507 | 412459 | 345365 | 0 | 0 | 0 | 0 | 0 | 0 | 0 | 0 | 138 | 138 | 138 | 0 | 0 | 0 | 0 | 0
Nevada | Industrial and commercial generation subtotal | 673839.75 | 901481 | 881590 | 491647 | 420641 | 406538 | 418811 | 336429 | 349013 | 356658 | 261009 | 263067 | 204781 | 338507 | 412459 | 345365 | 0 | 0 | 0 | 0 | 0 | 0 | 0 | 0 | 138 | 138 | 138 | 0 | 0 | 0 | 0 | 0
Nevada | Total net generation | 39538985 | 40424745 | 39889660 | 39640241 | 38201294 | 39787005 | 39046784 | 36000537 | 36443874 | 35173263 | 31935918 | 35146248 | 37705133 | 35089974 | 32669736 | 31860022 | 40213752 | 37667435 | 33194888 | 32088935 | 33875970 | 35484916 | 30532130 | 30613520 | 27031524 | 25580408 | 23963993 | 24517727 | 23502471 | 23347543 | 22065204 | 20050686
Nevada | Total international imports | 22917 | 0 | 0 | 46320 | 45348 | 45402 | 10571 | 40345 | 16694 | 145291 | 179888 | 38246 | 37203 | 102322 | 343517 | 157397 | 288121 | 202963 | 220896 | 84752 | 0 | 0 | 0 | 0 | 0 | 0 | 0 | 6850 | 1049 | 2327 | 7950 | 2047
Nevada | Net interstate imports | 304497.75 | 0 | 0 | 420591 | 797400 | 0 | 0 | 1420798 | 1408028 | 2452907 | 4194868 | 1092557 | 0 | 2815650 | 5512662 | 6533132 | 0 | 0 | 132708 | 333153 | 0 | 0 | 0 | 0 | 112896 | 0 | 0 | 0 | 0 | 0 | 0 | 0
Nevada | Total supply | 39866399.75 | 40424745 | 39889660 | 40107152 | 39044042 | 39832407 | 39057355 | 37461680 | 37868596 | 37771461 | 36310674 | 36277051 | 37742336 | 38007946 | 38525915 | 38550551 | 40501873 | 37870398 | 33548492 | 32506840 | 33875970 | 35484916 | 30532130 | 30613520 | 27144420 | 25580408 | 23963993 | 24524577 | 23503520 | 23349870 | 22073154 | 20052733
Nevada | Disposition | 0 0: 0
Nevada | Sales to ultimate customers | 0 0: 0
Nevada | ..Full service providers | 32738844.5 | 33082904 | 32328433 | 32853973 | 32690068 | 33433864 | 33674330 | 32911493 | 33160751 | 33534643 | 32417516 | 32317262 | 32772555 | 33824031 | 34344497 | 33329949 | 32325814 | 31310598 | 30131660 | 29204272 | 28167293 | 27791691 | 26253307 | 25037075 | 24219096 | 22574029 | 20659397 | 20036271 | 18498851 | 17696252 | 16625419 | 16351894
Nevada | ..Energy-only providers | 4571927.5 | 5069698 | 4544790 | 4818105 | 3855117 | 2640441 | 2305307 | 2132911 | 2018706 | 1613116 | 1466514 | 1423716 | 1479099 | 1335965 | 1298905 | 1256311 | 174816 | 2 | 0 | 0 | 0 | 0 | 0 | 0 | 0 | 0 | 0 | 0 | 0 | 0 | 0 | 0
Nevada | ..Facility direct sales | 102811.5 | 81297 | 109163 | 108185 | 112601 | 70325 | 40053 | 31202 | 31758 | 32159 | 32449 | 31617 | 32000 | 32500 | 0 | 0 | 0 | 0 | 0 | 0 | 0 | 0 | 0 | 0 | 0 | 0 | 0 | 0 | 0 | 0 | 0 | 0
Nevada | Total electric industry sales | 37413583.5 | 38233899 | 36982386 | 37780263 | 36657786 | 36144630 | 36019690 | 35075606 | 35211215 | 35179918 | 33916479 | 33772595 | 34283654 | 35192496 | 35643402 | 34586260 | 32500630 | 31310600 | 30131660 | 29204272 | 28167293 | 27791691 | 26253307 | 25037075 | 24219096 | 22574029 | 20659397 | 20036271 | 18498851 | 17696252 | 16625419 | 16351894
Nevada | Direct use | 147961.5 | 106792 | 175107 | 161998 | 147949 | 153535 | 112143 | 105014 | 231329 | 82568 | 74527 | 84101 | 12870 | 47320 | 15370 | 893050 | 587269 | 232503 | 232260 | 229348 | 224469 | 202873 | 244027 | 247885 | 229913 | 227065 | 213040 | 201650 | 197379 | 144569 | 122803 | 34836
Nevada | Total international exports | 2249.25 | 0 | 0 | 8694 | 303 | 107 | 0 | 766 | 3347 | 2254 | 8983 | 37613 | 71843 | 66761 | 43112 | 66846 | 42720 | 14948 | 0 | 0 | 0 | 0 | 0 | 0 | 0 | 0 | 0 | 0 | 0 | 0 | 0 | 0
Nevada | Estimated losses | 2019370.25 | 2129409 | 2005329 | 1948617 | 1994126 | 1886427 | 1796426 | 1826385 | 1891534 | 1905132 | 2095822 | 2086395 | 2182409 | 2241779 | 2255959 | 2242534 | 2172204 | 2294315 | 2212511 | 2190602 | 2202780 | 2161728 | 2059628 | 1780329 | 1826046 | 1752234 | 1576834 | 1522082 | 1480530 | 1398955 | 1276579 | 1241448
Nevada | Unaccounted | 105534.5 | -85680 | 56360 | 207580 | 243878 | 439827 | 551121 | 453909 | 531171 | 601589 | 214863 | 296347 | 309049 | 459590 | 568071 | 0 | 0 | 0 | 0 | 0 | 0 | 0 | 0 | 0 | 0 | 0 | 0 | 0 | 0 | 0 | 0 | 0
Nevada | Net interstate exports | 177701 | 40326 | 670478 | 0 | 0 | 1207881 | 577975 | 0 | 0 | 0 | 0 | 0 | 882511 | 0 | 0 | 0 | 4235393 | 2704100 | 0 | 0 | 2703023 | 4327311 | 1014149 | 2648205 | 0 | 223640 | 709299 | 2052793 | 2661460 | 3436069 | 3452082 | 1734196
Nevada | Total disposition | 39866399.75 | 40424745 | 39889660 | 40107152 | 39044042 | 39832407 | 39057355 | 37461680 | 37868596 | 37771461 | 36310674 | 36277051 | 37742336 | 38007946 | 38525915 | 38550551 | 40501873 | 37870398 | 33548492 | 32506840 | 33875970 | 35484916 | 30532130 | 30613520 | 27144420 | 25580408 | 23963993 | 24524577 | 23503520 | 23349870 | 22073154 | 20052733
Nevada | Net interstate trade | -126796.75 | 40326 | 670478 | -420591 | -797400 | 1207881 | 577975 | -1420798 | -1408028 | -2452907 | -4194868 | -1092557 | 882511 | -2815650 | -5512662 | -6533132 | 4235393 | 2704100 | -132708 | -333153 | 2703023 | 4327311 | 1014149 | 2648205 | -112896 | 223640 | 709299 | 2052793 | 2661460 | 3436069 | 3452082 | 1734196
Nevada | Net trade index (ratio) | 0.9975 | 1 | 1.02 | 0.99 | 0.98 | 1.03 | 1.02 | 0.96 | 0.96 | 0.94 | 0.88 | 0.97 | 1.02 | 0.93 | 0.86 | 0.83 | 1.12 | 1.08 | 1 | 0.99 | 1.09 | 1.14 | 1.03 | 1.09 | 1 | 1.01 | 1.03 | 1.09 | 1.13 | 1.17 | 1.19 | 1.09
Nevada | Facility Direct Sales are electricity sales from non utility power producers which reported electricity sales to an ultimate customer. Net Interstate Trade = Total Supply - (Total Electric Industry Sales + Direct Use + Total International Exports (if applies) + Estimated Losses). Net Trade Index is the sum of Total Supply / (Total Disposition - Net Interstate Trade). A negative Net Interstate Trade value indicates a net import of electric power. Notes: Totals may not equal sum of components because of independent rounding. Estimated Losses are reported at the utility level, and then allocated to States based on the utility`s salesto ultimate customers by State. Reported losses may include electricity unaccounted for by the utility. Direct use is commercial or industrial use of electricity that (1) is self-generated (2) is produced by either the same entity that consumes the power or an affiliate,and (3) is used in direct support of a service or industrial process located within the same facility or group of facilities that houses the generating equipment. Direct use is exclusive of station use. Beginning with publication year 2010, Total disposition has been reorganized to include Net Interstate Trade. Therefore, Total Disposition equals Total Supply. Sources: U.S. Energy Information Administration, Form EIA-923, Power Plant Operations Report and predecessor forms. U.S. Energy Information Administration,Form EIA-860, Annual Electric Generator Report. U.S. Energy Information Administration, Form EIA-861, Annual Electric Power Industry Report. Form EIA-111, Quarterly Imports and Exports Report. | 0 0: 0
Nevada | Table 10. Supply and disposition of electricity, 1990 through 2020 | 0 | Column2 | Column3 | Column4 | Column5 | Column6 | Column7 | Column8 | Column9 | Column10 | Column11 | Column12 | Column13 | Column14 | Column15 | Column16 | Column17 | Column18 | Column19 | Column20 | Column21 | Column22 | Column23 | Column24 | Column25 | Column26 | Column27 | Column28 | Column29 | Column30 | Column31 | Column32
| New Hampshire | 0 0: 0
New Hampshire | megawatthours | 0 0: 0
New Hampshire | Category | 0 | Year 2020 | Year 2019 | Year 2018 | Year 2017 | Year 2016 | Year 2015 | Year 2014 | Year 2013 | Year 2012 | Year 2011 | Year 2010 | Year 2009 | Year 2008 | Year 2007 | Year 2006 | Year 2005 | Year 2004 | Year 2003 | Year 2002 | Year 2001 | Year 2000 | Year 1999 | Year 1998 | Year 1997 | Year 1996 | Year 1995 | Year 1994 | Year 1993 | Year 1992 | Year 1991 | Year 1990
New Hampshire | Supply | 0 0: 0
New Hampshire | Generation | 0 0: 0
New Hampshire | ..Electric utilities | 956390 | 499085 | 934967 | 1416634 | 974874 | 1061931 | 1694535 | 2085585 | 2266903 | 2016722 | 2994495 | 3979333 | 3788395 | 4348148 | 4887753 | 4574520 | 5638000 | 6169110 | 6231573 | 12276456 | 13095085 | 12701500 | 13875659 | 14237580 | 14264333 | 15418562 | 13936033 | 11888117 | 14586006 | 13451183 | 12705147 | 10810155
New Hampshire | ..Independent power producers | 16176422.75 | 15764558 | 16997461 | 15570870 | 16372802 | 18113417 | 18216665 | 17352588 | 17411467 | 17127994 | 17020036 | 18163323 | 16314225 | 18471030 | 18236975 | 17297320 | 18438390 | 17315007 | 15013888 | 3385159 | 1574033 | 1860735 | 1818169 | 1360420 | 1164424 | 1180286 | 1098764 | 1129555 | 1215904 | 1209022 | 1168303 | 1135184
New Hampshire | ..Combined heat and power, electric | 0 | 0 | 0 | 0 | 0 | 0 | 0 | 0 | 0 | 0 | 0 | 0 | 0 | 0 | 0 | 0 | 0 | 0 | 0 | 19609 | 79606 | 85942 | 94192 | 92418 | 74823 | 84704 | 84886 | 68381 | 83396 | 86735 | 90402 | 93077
New Hampshire | Electric power sector generation subtotal | 17132812.75 | 16263643 | 17932428 | 16987504 | 17347676 | 19175348 | 19911200 | 19438173 | 19678370 | 19144716 | 20014531 | 22142656 | 20102620 | 22819179 | 23124728 | 21871840 | 24076390 | 23484117 | 21245460 | 15681224 | 14748724 | 14648177 | 15788020 | 15690418 | 15503579 | 16683552 | 15119683 | 13086053 | 15885306 | 14746940 | 13963852 | 12038416
New Hampshire | ..Combined heat and power, commercial | 65520.5 | 59375 | 64329 | 68746 | 69632 | 74419 | 73165 | 69295 | 70131 | 48640 | 19946 | 19560 | 26590 | 17841 | 28472 | 25164 | 29975 | 33358 | 33614 | 30027 | 30532 | 29685 | 27870 | 26113 | 25413 | 24678 | 24869 | 22511 | 15934 | 12814 | 12887 | 28299
New Hampshire | ..Combined heat and power, industrial | 29459.25 | 27560 | 29838 | 30906 | 29533 | 32726 | 31529 | 30927 | 30019 | 28963 | 31464 | 33696 | 34912 | 39972 | 123971 | 166691 | 363648 | 358312 | 318032 | 241827 | 295373 | 353635 | 373357 | 372321 | 351230 | 355420 | 289828 | 353934 | 341520 | 357499 | 244603 | 338481
New Hampshire | Industrial and commercial generation subtotal | 94979.75 | 86935 | 94167 | 99652 | 99165 | 107145 | 104694 | 100222 | 100150 | 77603 | 51410 | 53256 | 61502 | 57813 | 152443 | 191855 | 393624 | 391670 | 351646 | 271854 | 325905 | 383320 | 401226 | 398434 | 376643 | 380099 | 314696 | 376445 | 357454 | 370313 | 257490 | 366779
New Hampshire | Total net generation | 17227792.5 | 16350578 | 18026595 | 17087156 | 17446841 | 19282493 | 20015893 | 19538395 | 19778520 | 19222319 | 20065941 | 22195912 | 20164122 | 22876992 | 23277171 | 22063695 | 24470013 | 23875787 | 21597107 | 15953078 | 15074629 | 15031497 | 16189247 | 16088852 | 15880222 | 17063650 | 15434380 | 13462498 | 16242760 | 15117253 | 14221342 | 12405196
New Hampshire | Total international imports | 85390.25 | 0 | 0 | 203180 | 138381 | 205898 | 233409 | 250209 | 216505 | 0 | 854662 | 698324 | 1101863 | 938788 | 793806 | 583207 | 576284 | 452135 | 200326 | 325649 | 765675 | 1947179 | 1934370 | 1765571 | 1699344 | 1325287 | 1276159 | 1179296 | 1075758 | 902319 | 537160 | 36705
New Hampshire | Net interstate imports | 0 | 0 | 0 | 0 | 0 | 0 | 0 | 0 | 0 | 0 | 0 | 0 | 0 | 0 | 0 | 0 | 0 | 0 | 0 | 0 | 0 | 0 | 0 | 0 | 0 | 0 | 0 | 0 | 0 | 0 | 0 | 0
New Hampshire | Total supply | 17313182.75 | 16350578 | 18026595 | 17290336 | 17585222 | 19488391 | 20249302 | 19788604 | 19995025 | 19222319 | 20920603 | 22894236 | 21265985 | 23815780 | 24070977 | 22646902 | 25046297 | 24327922 | 21797433 | 16278727 | 15840304 | 16978676 | 18123617 | 17854423 | 17579566 | 18388937 | 16710539 | 14641794 | 17318518 | 16019572 | 14758502 | 12441901
New Hampshire | Disposition | 0 0: 0
New Hampshire | Sales to ultimate customers | 0 0: 0
New Hampshire | ..Full service providers | 5321633.25 | 5564975 | 5281168 | 5329358 | 5111032 | 5379546 | 5950803 | 5935176 | 5936890 | 6780802 | 7357647 | 7707271 | 8806376 | 10100500 | 9820339 | 10045003 | 11110799 | 10848134 | 10667985 | 10213294 | 10314367 | 9975875 | 9722869 | 9253715 | 9081230 | 9127434 | 9007360 | 8956221 | 8760969 | 8954313 | 8761774 | 8979614
New Hampshire | ..Energy-only providers | 5488049.5 | 5128554 | 5430489 | 5716926 | 5676229 | 5525410 | 5048346 | 5008905 | 5106382 | 4089459 | 3506886 | 3177136 | 1880791 | 871285 | 1403768 | 1045521 | 122674 | 109875 | 148266 | 170093 | 1184 | 183028 | 165209 | 49467 | 85939 | 18356 | 0 | 0 | 0 | 0 | 0 | 0
New Hampshire | ..Facility direct sales | 0 | 0 | 0 | 0 | 0 | 0 | 0 | 0 | 4 | 0 | 4074 | 5667 | 11326 | 5504 | 11749 | 3819 | 11155 | 15300 | 156291 | 0 | 0 | 0 | 0 | 0 | 0 | 0 | 0 | 0 | 0 | 0 | 0 | 0
New Hampshire | Total electric industry sales | 10809682.75 | 10693529 | 10711657 | 11046284 | 10787261 | 10904956 | 10999149 | 10944081 | 11043276 | 10870261 | 10868607 | 10890074 | 10698493 | 10977289 | 11235856 | 11094343 | 11244628 | 10973309 | 10972542 | 10383387 | 10315551 | 10158903 | 9888078 | 9303182 | 9167169 | 9145790 | 9007360 | 8956221 | 8760969 | 8954313 | 8761774 | 8979614
New Hampshire | Direct use | 101142 | 91163 | 94461 | 113833 | 105111 | 110141 | 121466 | 117752 | 121277 | 95495 | 46857 | 66936 | 82821 | 51157 | 117235 | 124832 | 216095 | 456052 | 455577 | 449865 | 440294 | 442426 | 461225 | 459167 | 441219 | 444565 | 397428 | 419655 | 409591 | 416482 | 148767 | 425030
New Hampshire | Total international exports | 0.5 | 0 | 0 | 2 | 0 | 2 | 0 | 94 | 182 | 0 | 873 | 60082 | 71136 | 74429 | 174225 | 105993 | 75140 | 28212 | 53453 | 0 | 0 | 362070 | 21 | 6239 | 0 | 0 | 0 | 0 | 0 | 0 | 0 | 0
New Hampshire | Estimated losses | 583236.75 | 595568 | 580828 | 569741 | 586810 | 569141 | 548565 | 569858 | 593241 | 588668 | 671611 | 672764 | 681039 | 699259 | 711145 | 719345 | 751543 | 804080 | 805693 | 778854 | 806712 | 790193 | 775741 | 661528 | 691177 | 709912 | 687489 | 680371 | 701172 | 707872 | 672771 | 681739
New Hampshire | Unaccounted | 31204.75 | -23964 | 16324 | 60693 | 71766 | 132697 | 168293 | 141626 | 166591 | 185885 | 68853 | 95558 | 96441 | 143356 | 179073 | 0 | 0 | 0 | 0 | 0 | 0 | 0 | 0 | 0 | 0 | 0 | 0 | 0 | 0 | 0 | 0 | 0
New Hampshire | Net interstate exports | 5787916 | 4994282 | 6623325 | 5499783 | 6034274 | 7771453 | 8411829 | 8015193 | 8070459 | 7482010 | 9263802 | 11108822 | 9636055 | 11870290 | 11653443 | 10196532 | 12438381 | 11979973 | 9526816 | 4720765 | 4423651 | 5226959 | 7005536 | 7456564 | 7304780 | 8115378 | 6571343 | 4596569 | 7447499 | 5942837 | 4944918 | 2381904
New Hampshire | Total disposition | 17313182.75 | 16350578 | 18026595 | 17290336 | 17585222 | 19488391 | 20249302 | 19788604 | 19995025 | 19222319 | 20920603 | 22894236 | 21265985 | 23815780 | 24070977 | 22646902 | 25046297 | 24327922 | 21797433 | 16278727 | 15840304 | 16978676 | 18123617 | 17854423 | 17579566 | 18388937 | 16710539 | 14641794 | 17318518 | 16019572 | 14758502 | 12441901
New Hampshire | Net interstate trade | 5787916 | 4994282 | 6623325 | 5499783 | 6034274 | 7771453 | 8411829 | 8015193 | 8070459 | 7482010 | 9263802 | 11108822 | 9636055 | 11870290 | 11653443 | 10196532 | 12438381 | 11979973 | 9526816 | 4720765 | 4423651 | 5226959 | 7005536 | 7456564 | 7304780 | 8115378 | 6571343 | 4596569 | 7447499 | 5942837 | 4944918 | 2381904
New Hampshire | Net trade index (ratio) | 1.5025 | 1.44 | 1.58 | 1.47 | 1.52 | 1.66 | 1.71 | 1.68 | 1.68 | 1.64 | 1.79 | 1.94 | 1.83 | 1.99 | 1.94 | 1.82 | 1.99 | 1.97 | 1.78 | 1.41 | 1.39 | 1.44 | 1.63 | 1.72 | 1.71 | 1.79 | 1.65 | 1.46 | 1.75 | 1.59 | 1.5 | 1.24
New Hampshire | Facility Direct Sales are electricity sales from non utility power producers which reported electricity sales to an ultimate customer. Net Interstate Trade = Total Supply - (Total Electric Industry Sales + Direct Use + Total International Exports (if applies) + Estimated Losses). Net Trade Index is the sum of Total Supply / (Total Disposition - Net Interstate Trade). A negative Net Interstate Trade value indicates a net import of electric power. Notes: Totals may not equal sum of components because of independent rounding. Estimated Losses are reported at the utility level, and then allocated to States based on the utility`s salesto ultimate customers by State. Reported losses may include electricity unaccounted for by the utility. Direct use is commercial or industrial use of electricity that (1) is self-generated (2) is produced by either the same entity that consumes the power or an affiliate,and (3) is used in direct support of a service or industrial process located within the same facility or group of facilities that houses the generating equipment. Direct use is exclusive of station use. Beginning with publication year 2010, Total disposition has been reorganized to include Net Interstate Trade. Therefore, Total Disposition equals Total Supply. Sources: U.S. Energy Information Administration, Form EIA-923, Power Plant Operations Report and predecessor forms. U.S. Energy Information Administration,Form EIA-860, Annual Electric Generator Report. U.S. Energy Information Administration, Form EIA-861, Annual Electric Power Industry Report. Form EIA-111, Quarterly Imports and Exports Report. | 0 0: 0
New Hampshire | Table 10. Supply and disposition of electricity, 1990 through 2020 | 0 | Column2 | Column3 | Column4 | Column5 | Column6 | Column7 | Column8 | Column9 | Column10 | Column11 | Column12 | Column13 | Column14 | Column15 | Column16 | Column17 | Column18 | Column19 | Column20 | Column21 | Column22 | Column23 | Column24 | Column25 | Column26 | Column27 | Column28 | Column29 | Column30 | Column31 | Column32
| New Jersey | 0 0: 0
New Jersey | megawatthours | 0 0: 0
New Jersey | Category | 0 | Year 2020 | Year 2019 | Year 2018 | Year 2017 | Year 2016 | Year 2015 | Year 2014 | Year 2013 | Year 2012 | Year 2011 | Year 2010 | Year 2009 | Year 2008 | Year 2007 | Year 2006 | Year 2005 | Year 2004 | Year 2003 | Year 2002 | Year 2001 | Year 2000 | Year 1999 | Year 1998 | Year 1997 | Year 1996 | Year 1995 | Year 1994 | Year 1993 | Year 1992 | Year 1991 | Year 1990
New Jersey | Supply | 0 0: 0
New Jersey | Generation | 0 0: 0
New Jersey | ..Electric utilities | 120871 | 83719 | 144701 | 125350 | 129714 | 151056 | -24188 | -117003 | -122674 | -88066 | -173470 | -186385 | -186672 | -206308 | -191300 | 1042511 | 1248594 | 1648908 | 1910115 | 1569056 | 1630319 | 25254292 | 38867608 | 35911086 | 23761443 | 19790697 | 27087559 | 31931596 | 34284622 | 31166593 | 37028965 | 36488596
New Jersey | ..Independent power producers | 62517778.75 | 53318848 | 62596507 | 66624395 | 67531365 | 69373850 | 66764294 | 59468913 | 56082922 | 56635697 | 56017778 | 56686311 | 52181631 | 52291974 | 51439368 | 48723256 | 46808569 | 42169433 | 41228304 | 43923506 | 41096668 | 15677331 | 1229302 | 1137601 | 1555742 | 1699888 | 1434476 | 1408371 | 1098948 | 1240235 | 716432 | 252556
New Jersey | ..Combined heat and power, electric | 6679009.5 | 6374761 | 6793313 | 6977606 | 6570358 | 6754728 | 6507480 | 7405235 | 7435593 | 7407485 | 7529823 | 8040567 | 8716570 | 10739832 | 10652566 | 9999001 | 11364634 | 10704736 | 12777285 | 13693151 | 13417690 | 14103680 | 13524590 | 13598422 | 13369898 | 13156286 | 13590669 | 12108422 | 9975388 | 8384116 | 3823827 | 2201872
New Jersey | Electric power sector generation subtotal | 69317659.25 | 59777328 | 69534521 | 73727351 | 74231437 | 76279634 | 73247586 | 66757144 | 63395841 | 63955115 | 63374130 | 64540493 | 60711530 | 62825499 | 61900634 | 59764768 | 59421798 | 54523077 | 55915704 | 59185712 | 56144676 | 55035303 | 53621500 | 50647109 | 38687084 | 34646871 | 42112704 | 45448389 | 45358958 | 40790944 | 41569224 | 38943024
New Jersey | ..Combined heat and power, commercial | 647758.25 | 611816 | 703866 | 601790 | 673561 | 642275 | 655729 | 603189 | 562017 | 534209 | 508978 | 401517 | 385107 | 87597 | 80637 | 115191 | 70301 | 105538 | 132687 | 118968 | 172141 | 160998 | 160361 | 158334 | 152529 | 148847 | 145955 | 142083 | 118053 | 102215 | 73891 | 77749
New Jersey | ..Combined heat and power, industrial | 735418.75 | 717315 | 780387 | 704458 | 739515 | 689494 | 705544 | 690753 | 793083 | 774084 | 810988 | 740483 | 714602 | 761694 | 689974 | 820180 | 1057484 | 1253726 | 1350960 | 2264707 | 3104437 | 2888915 | 3021560 | 3052189 | 2916647 | 2920864 | 2839999 | 2844870 | 2867872 | 2770851 | 1883350 | 948060
New Jersey | Industrial and commercial generation subtotal | 1383177.25 | 1329131 | 1484253 | 1306249 | 1413076 | 1331769 | 1361274 | 1293942 | 1355101 | 1308293 | 1319966 | 1142000 | 1099709 | 849291 | 770611 | 935371 | 1127785 | 1359265 | 1483647 | 2383675 | 3276578 | 3049913 | 3181921 | 3210523 | 3069176 | 3069711 | 2985954 | 2986953 | 2985925 | 2873067 | 1957240 | 1025809
New Jersey | Total net generation | 70700836.25 | 61106458 | 71018774 | 75033600 | 75644513 | 77611403 | 74608860 | 68051086 | 64750942 | 65263408 | 64694096 | 65682494 | 61811239 | 63674789 | 62671245 | 60700139 | 60549583 | 55882342 | 57399351 | 61569387 | 59421254 | 58085216 | 56803421 | 53857632 | 41756260 | 37716583 | 45098658 | 48435342 | 48344883 | 43664010 | 43526465 | 39968833
New Jersey | Total international imports | 5915.75 | 0 | 0 | 22881 | 782 | 142825 | 234185 | 234419 | 361305 | 0 | 246570 | 134281 | 0 | 0 | 0 | 0 | 0 | 0 | 0 | 0 | 0 | 0 | 0 | 0 | 0 | 0 | 0 | 0 | 0 | 0 | 0 | 0
New Jersey | Net interstate imports | 8887104.75 | 16161866 | 8762375 | 6803236 | 3820942 | 3979060 | 7090608 | 11325166 | 16051643 | 16319588 | 18295403 | 19912379 | 20741307 | 24337437 | 26695717 | 27960020 | 30730133 | 31231110 | 27646504 | 22363302 | 21566433 | 20368881 | 22693636 | 22277464 | 32122885 | 37420112 | 30042484 | 25877650 | 25588733 | 27369337 | 28921046 | 30448612
New Jersey | Total supply | 79593856.75 | 77268324 | 79781149 | 81859717 | 79466237 | 81733288 | 81933653 | 79610671 | 81163890 | 81582996 | 83236069 | 85729154 | 82552546 | 88012226 | 89366962 | 88660159 | 91279716 | 87113452 | 85045855 | 83932689 | 80987687 | 78454097 | 79497057 | 76135096 | 73879145 | 75136695 | 75141142 | 74312992 | 73933616 | 71033347 | 72447511 | 70417445
New Jersey | Disposition | 0 0: 0
New Jersey | Sales to ultimate customers | 0 0: 0
New Jersey | ..Full service providers | 39210791 | 39997879 | 39867842 | 39948943 | 37028500 | 38736693 | 39363803 | 36298399 | 35800834 | 37529127 | 42522250 | 50311861 | 54180355 | 62139640 | 64479075 | 62988147 | 64159806 | 58768011 | 68558380 | 73368045 | 70135864 | 62818825 | 70581680 | 68161512 | 65915034 | 66889430 | 66753785 | 66257593 | 65620646 | 63122357 | 64682551 | 62856687
New Jersey | ..Energy-only providers | 34081620.5 | 31400560 | 33473114 | 35597868 | 35854940 | 36148369 | 35809014 | 37295053 | 38590917 | 37356364 | 34184326 | 28697392 | 21436132 | 16949938 | 16176341 | 15567916 | 16553409 | 18573596 | 6714348 | 1234575 | 3041526 | 7158304 | 121473 | 0 | 0 | 0 | 0 | 0 | 0 | 0 | 0 | 0
New Jersey | ..Facility direct sales | 536245.25 | 599782 | 575748 | 469951 | 499500 | 474309 | 316806 | 272626 | 250648 | 167423 | 153186 | 170174 | 163366 | 1429965 | 1278918 | 1124884 | 1183598 | 251560 | 1109784 | 801234 | 0 | 0 | 0 | 0 | 0 | 0 | 0 | 0 | 0 | 0 | 0 | 0
New Jersey | Total electric industry sales | 73828656.75 | 71998221 | 73916704 | 76016762 | 73382940 | 75359371 | 75489623 | 73866078 | 74642399 | 75052914 | 76859762 | 79179427 | 75779853 | 80519543 | 81934334 | 79680947 | 81896813 | 77593167 | 76382512 | 75403854 | 73177390 | 69977129 | 70703153 | 68161512 | 65915034 | 66889430 | 66753785 | 66257593 | 65620646 | 63122357 | 64682551 | 62856687
New Jersey | Direct use | 1568106.75 | 1421560 | 1743747 | 1503967 | 1603153 | 1523355 | 1521535 | 941245 | 1384856 | 1182238 | 1139952 | 963418 | 1265628 | 1312019 | 940962 | 2209981 | 2643267 | 2406897 | 2404390 | 2374241 | 2323728 | 2389390 | 2434464 | 2368657 | 3151875 | 2365275 | 2234797 | 2111202 | 1635068 | 1517249 | 1191437 | 1094341
New Jersey | Total international exports | 144.25 | 0 | 0 | 555 | 22 | 463 | 2536 | 1253 | 871 | 0 | 0 | 0 | 0 | 0 | 0 | 0 | 0 | 400 | 0 | 0 | 0 | 0 | 0 | 0 | 0 | 0 | 0 | 0 | 0 | 0 | 0 | 0
New Jersey | Estimated losses | 3982655.5 | 4009888 | 4008051 | 3920766 | 3991917 | 3933087 | 3764927 | 3846202 | 4009763 | 4064412 | 4749444 | 4891528 | 4823950 | 5129134 | 5185827 | 5166423 | 5473634 | 5685717 | 5608625 | 5656015 | 5722725 | 5443050 | 5546812 | 4846808 | 4969792 | 5192071 | 5094999 | 5033346 | 5251860 | 4990061 | 4966636 | 4772130
New Jersey | Unaccounted | 214293.25 | -161345 | 112647 | 417667 | 488204 | 917012 | 1155032 | 955892 | 1126001 | 1283432 | 486911 | 694781 | 683114 | 1051529 | 1305839 | 0 | 0 | 0 | 0 | 0 | 0 | 0 | 0 | 0 | 0 | 0 | 0 | 0 | 0 | 0 | 0 | 0
New Jersey | Net interstate exports | 0 | 0 | 0 | 0 | 0 | 0 | 0 | 0 | 0 | 0 | 0 | 0 | 0 | 0 | 0 | 0 | 0 | 0 | 0 | 0 | 0 | 0 | 0 | 0 | 0 | 0 | 0 | 0 | 0 | 0 | 0 | 0
New Jersey | Total disposition | 79593856.75 | 77268324 | 79781149 | 81859717 | 79466237 | 81733288 | 81933653 | 79610671 | 81163890 | 81582996 | 83236069 | 85729154 | 82552546 | 88012226 | 89366962 | 88660159 | 91279716 | 87113452 | 85045855 | 83932689 | 80987687 | 78454097 | 79497057 | 76135096 | 73879145 | 75136695 | 75141142 | 74312992 | 73933616 | 71033347 | 72447511 | 70417445
New Jersey | Net interstate trade | -8887104.75 | -16161866 | -8762375 | -6803236 | -3820942 | -3979060 | -7090608 | -11325166 | -16051643 | -16319588 | -18295403 | -19912379 | -20741307 | -24337437 | -26695717 | -27960020 | -30730133 | -31231110 | -27646504 | -22363302 | -21566433 | -20368881 | -22693636 | -22277464 | -32122885 | -37420112 | -30042484 | -25877650 | -25588733 | -27369337 | -28921046 | -30448612
New Jersey | Net trade index (ratio) | 0.8875 | 0.79 | 0.89 | 0.92 | 0.95 | 0.95 | 0.91 | 0.86 | 0.8 | 0.8 | 0.78 | 0.77 | 0.75 | 0.72 | 0.7 | 0.68 | 0.66 | 0.64 | 0.67 | 0.73 | 0.73 | 0.74 | 0.71 | 0.71 | 0.57 | 0.5 | 0.6 | 0.65 | 0.65 | 0.61 | 0.6 | 0.57
New Jersey | Facility Direct Sales are electricity sales from non utility power producers which reported electricity sales to an ultimate customer. Net Interstate Trade = Total Supply - (Total Electric Industry Sales + Direct Use + Total International Exports (if applies) + Estimated Losses). Net Trade Index is the sum of Total Supply / (Total Disposition - Net Interstate Trade). A negative Net Interstate Trade value indicates a net import of electric power. Notes: Totals may not equal sum of components because of independent rounding. Estimated Losses are reported at the utility level, and then allocated to States based on the utility`s salesto ultimate customers by State. Reported losses may include electricity unaccounted for by the utility. Direct use is commercial or industrial use of electricity that (1) is self-generated (2) is produced by either the same entity that consumes the power or an affiliate,and (3) is used in direct support of a service or industrial process located within the same facility or group of facilities that houses the generating equipment. Direct use is exclusive of station use. Beginning with publication year 2010, Total disposition has been reorganized to include Net Interstate Trade. Therefore, Total Disposition equals Total Supply. Sources: U.S. Energy Information Administration, Form EIA-923, Power Plant Operations Report and predecessor forms. U.S. Energy Information Administration,Form EIA-860, Annual Electric Generator Report. U.S. Energy Information Administration, Form EIA-861, Annual Electric Power Industry Report. Form EIA-111, Quarterly Imports and Exports Report. | 0 0: 0
New Jersey | Table 10. Supply and disposition of electricity, 1990 through 2020 | 0 | Column2 | Column3 | Column4 | Column5 | Column6 | Column7 | Column8 | Column9 | Column10 | Column11 | Column12 | Column13 | Column14 | Column15 | Column16 | Column17 | Column18 | Column19 | Column20 | Column21 | Column22 | Column23 | Column24 | Column25 | Column26 | Column27 | Column28 | Column29 | Column30 | Column31 | Column32
| New Mexico | 0 0: 0
New Mexico | megawatthours | 0 0: 0
New Mexico | Category | 0 | Year 2020 | Year 2019 | Year 2018 | Year 2017 | Year 2016 | Year 2015 | Year 2014 | Year 2013 | Year 2012 | Year 2011 | Year 2010 | Year 2009 | Year 2008 | Year 2007 | Year 2006 | Year 2005 | Year 2004 | Year 2003 | Year 2002 | Year 2001 | Year 2000 | Year 1999 | Year 1998 | Year 1997 | Year 1996 | Year 1995 | Year 1994 | Year 1993 | Year 1992 | Year 1991 | Year 1990
New Mexico | Supply | 0 0: 0
New Mexico | Generation | 0 0: 0
New Mexico | ..Electric utilities | 22675459.75 | 21419307 | 23574888 | 21112259 | 24595385 | 25014486 | 25950771 | 26422867 | 29833095 | 30704865 | 32291832 | 30848406 | 34245148 | 33844547 | 34033374 | 35411074 | 33561875 | 32242728 | 31770151 | 29926241 | 32210683 | 32855587 | 31654480 | 31428332 | 30568142 | 29364389 | 29431903 | 30018011 | 28364368 | 27707513 | 25064613 | 28491171
New Mexico | ..Independent power producers | 11051616 | 12504477 | 11456414 | 11396396 | 8849177 | 7679665 | 6347128 | 5461838 | 5667056 | 5564270 | 5486892 | 4912227 | 4880798 | 2420350 | 1403747 | 1290509 | 804923 | 588690 | 273315 | 40243 | 370478 | 184637 | 0 | 0 | 0 | 0 | 0 | 0 | 0 | 0 | 0 | 0
New Mexico | ..Combined heat and power, electric | 27942.75 | 13205 | 29766 | 34204 | 34596 | 97533 | 278517 | 279544 | 279474 | 285260 | 279666 | 417179 | 477229 | 464384 | 472197 | 479405 | 478727 | 0 | 504173 | 495910 | 493185 | 519687 | 524477 | 519633 | 506997 | 382239 | 17215 | 18111 | 17169 | 18890 | 18890 | 18890
New Mexico | Electric power sector generation subtotal | 33755018.25 | 33936988 | 35061068 | 32542859 | 33479158 | 32791684 | 32576416 | 32164249 | 35779625 | 36554395 | 38058390 | 36177812 | 39603175 | 36729281 | 35909318 | 37180988 | 34845525 | 32831418 | 32547639 | 30462394 | 33074346 | 33559911 | 32178957 | 31947965 | 31075139 | 29746628 | 29449118 | 30036122 | 28381537 | 27726403 | 25083503 | 28510061
New Mexico | ..Combined heat and power, commercial | 113635.25 | 121220 | 109059 | 107093 | 117169 | 119230 | 124121 | 112156 | 89051 | 81205 | 79797 | 73479 | 70847 | 51046 | 58415 | 49165 | 51420 | 41777 | 54590 | 55960 | 56677 | 52420 | 56984 | 55629 | 59562 | 51678 | 21675 | 20993 | 19281 | 24267 | 24267 | 24267
New Mexico | ..Combined heat and power, industrial | 11643.75 | 17376 | 4383 | 23730 | 1086 | 1131 | 861 | 29805 | 2289 | 309 | 42952 | 251 | 317 | 229510 | 17600 | 35472 | 238697 | 67165 | 133423 | 143353 | 480618 | 409690 | 285915 | 320475 | 327656 | 362983 | 360367 | 333559 | 343710 | 318769 | 169452 | 285876
New Mexico | Industrial and commercial generation subtotal | 125279 | 138596 | 113442 | 130823 | 118255 | 120361 | 124982 | 141961 | 91340 | 81514 | 122749 | 73730 | 71164 | 280556 | 76015 | 84636 | 290117 | 108943 | 188014 | 199313 | 537296 | 462110 | 342899 | 376104 | 387218 | 414662 | 382042 | 354552 | 362991 | 343036 | 193719 | 310143
New Mexico | Total net generation | 33880297.25 | 34075584 | 35174510 | 32673682 | 33597413 | 32912045 | 32701398 | 32306210 | 35870965 | 36635909 | 38181139 | 36251542 | 39674339 | 37009837 | 35985333 | 37265625 | 35135642 | 32940361 | 32735653 | 30661707 | 33611642 | 34022021 | 32521856 | 32324069 | 31462357 | 30161289 | 29831160 | 30390674 | 28744527 | 28069439 | 25277222 | 28820204
New Mexico | Total international imports | 2884.5 | 0 | 0 | 4043 | 7495 | 10772 | 12242 | 29221 | 22510 | 30238 | 44754 | 41257 | 27173 | 39073 | 36836 | 30451 | 82323 | 78790 | 22999 | 15310 | 0 | 30 | 0 | 0 | 0 | 0 | 0 | 0 | 0 | 0 | 0 | 0
New Mexico | Net interstate imports | 0 | 0 | 0 | 0 | 0 | 0 | 0 | 0 | 0 | 0 | 0 | 0 | 0 | 0 | 0 | 0 | 0 | 0 | 0 | 0 | 0 | 0 | 0 | 0 | 0 | 0 | 0 | 0 | 0 | 0 | 0 | 0
New Mexico | Total supply | 33883181.75 | 34075584 | 35174510 | 32677725 | 33604908 | 32922817 | 32713640 | 32335431 | 35893475 | 36666147 | 38225893 | 36292799 | 39701512 | 37048910 | 36022169 | 37296076 | 35217965 | 33019151 | 32758652 | 30677017 | 33611642 | 34022051 | 32521856 | 32324069 | 31462357 | 30161289 | 29831160 | 30390674 | 28744527 | 28069439 | 25277222 | 28820204
New Mexico | Disposition | 0 0: 0
New Mexico | Sales to ultimate customers | 0 0: 0
New Mexico | ..Full service providers | 24159217.5 | 24759929 | 24856955 | 24029637 | 22990349 | 23018489 | 23074032 | 23093771 | 23062191 | 23178568 | 23041665 | 22428344 | 21647136 | 22038108 | 22267394 | 21434957 | 20638951 | 19845735 | 19330491 | 19206917 | 18726594 | 18786156 | 17997502 | 18173120 | 17527949 | 17173393 | 16415546 | 15858794 | 14926879 | 14431480 | 14083944 | 13820760
New Mexico | ..Energy-only providers | 0 | 0 | 0 | 0 | 0 | 0 | 0 | 0 | 0 | 0 | 0 | 0 | 0 | 0 | 0 | 0 | 0 | 0 | 0 | 0 | 0 | 14520 | 43800 | 0 | 0 | 0 | 0 | 0 | 0 | 0 | 0 | 0
New Mexico | ..Facility direct sales | 19653.5 | 17226 | 23179 | 18974 | 19235 | 21058 | 19521 | 21451 | 2835 | 0 | 0 | 0 | 0 | 0 | 0 | 0 | 0 | 0 | 0 | 0 | 0 | 0 | 0 | 0 | 0 | 0 | 0 | 0 | 0 | 0 | 0 | 0
New Mexico | Total electric industry sales | 24178871 | 24777155 | 24880134 | 24048611 | 23009584 | 23039547 | 23093553 | 23115222 | 23065026 | 23178568 | 23041665 | 22428344 | 21647136 | 22038108 | 22267394 | 21434957 | 20638951 | 19845735 | 19330491 | 19206917 | 18726594 | 18800676 | 18041302 | 18173120 | 17527949 | 17173393 | 16415546 | 15858794 | 14926879 | 14431480 | 14083944 | 13820760
New Mexico | Direct use | 167828.25 | 162685 | 152082 | 184972 | 171574 | 178609 | 178662 | 187120 | 146089 | 129910 | 156042 | 108664 | 123693 | 272224 | 82595 | 92839 | 77971 | 445845 | 445381 | 439796 | 430439 | 533488 | 387112 | 411715 | 429478 | 431388 | 399257 | 372663 | 380159 | 361926 | 212609 | 329033
New Mexico | Total international exports | 289 | 0 | 0 | 1060 | 96 | 553 | 1356 | 7732 | 3274 | 9508 | 17363 | 64173 | 115399 | 118004 | 61505 | 64851 | 97762 | 22224 | 0 | 0 | 0 | 0 | 0 | 0 | 0 | 0 | 0 | 0 | 0 | 0 | 0 | 0
New Mexico | Estimated losses | 1305274.75 | 1379945 | 1349098 | 1240371 | 1251685 | 1202459 | 1151755 | 1203608 | 1239045 | 1255211 | 1423828 | 1385573 | 1378001 | 1403838 | 1409358 | 1389818 | 1379420 | 1454216 | 1419402 | 1440704 | 1464484 | 1462378 | 1415378 | 1292249 | 1321554 | 1333028 | 1252921 | 1204734 | 1194653 | 1140863 | 1081432 | 1049283
New Mexico | Unaccounted | 66901 | -55525 | 37917 | 132133 | 153079 | 280357 | 353344 | 299131 | 347942 | 396362 | 145970 | 196803 | 195137 | 287802 | 354890 | 0 | 0 | 0 | 0 | 0 | 0 | 0 | 0 | 0 | 0 | 0 | 0 | 0 | 0 | 0 | 0 | 0
New Mexico | Net interstate exports | 8164017.5 | 7811323 | 8755280 | 7070578 | 9018889 | 8221292 | 7934971 | 7522617 | 11092099 | 11696588 | 13441025 | 12109242 | 16242146 | 12928933 | 11846427 | 13381273 | 12117239 | 10716494 | 11235850 | 9297795 | 12886504 | 12943982 | 12236852 | 12025263 | 11817020 | 10870648 | 11353211 | 12603952 | 11926670 | 11829278 | 9502591 | 13336918
New Mexico | Total disposition | 33883181.75 | 34075584 | 35174510 | 32677725 | 33604908 | 32922817 | 32713640 | 32335431 | 35893475 | 36666147 | 38225893 | 36292799 | 39701512 | 37048910 | 36022169 | 37296076 | 35217965 | 33019151 | 32758652 | 30677017 | 33611642 | 34022051 | 32521856 | 32324069 | 31462357 | 30161289 | 29831160 | 30390674 | 28744527 | 28069439 | 25277222 | 28820204
New Mexico | Net interstate trade | 8164017.5 | 7811323 | 8755280 | 7070578 | 9018889 | 8221292 | 7934971 | 7522617 | 11092099 | 11696588 | 13441025 | 12109242 | 16242146 | 12928933 | 11846427 | 13381273 | 12117239 | 10716494 | 11235850 | 9297795 | 12886504 | 12943982 | 12236852 | 12025263 | 11817020 | 10870648 | 11353211 | 12603952 | 11926670 | 11829278 | 9502591 | 13336918
New Mexico | Net trade index (ratio) | 1.32 | 1.3 | 1.33 | 1.28 | 1.37 | 1.33 | 1.32 | 1.3 | 1.45 | 1.47 | 1.54 | 1.5 | 1.69 | 1.54 | 1.49 | 1.56 | 1.52 | 1.48 | 1.52 | 1.43 | 1.62 | 1.61 | 1.6 | 1.59 | 1.6 | 1.56 | 1.61 | 1.71 | 1.71 | 1.73 | 1.6 | 1.86
New Mexico | Facility Direct Sales are electricity sales from non utility power producers which reported electricity sales to an ultimate customer. Net Interstate Trade = Total Supply - (Total Electric Industry Sales + Direct Use + Total International Exports (if applies) + Estimated Losses). Net Trade Index is the sum of Total Supply / (Total Disposition - Net Interstate Trade). A negative Net Interstate Trade value indicates a net import of electric power. Notes: Totals may not equal sum of components because of independent rounding. Estimated Losses are reported at the utility level, and then allocated to States based on the utility`s salesto ultimate customers by State. Reported losses may include electricity unaccounted for by the utility. Direct use is commercial or industrial use of electricity that (1) is self-generated (2) is produced by either the same entity that consumes the power or an affiliate,and (3) is used in direct support of a service or industrial process located within the same facility or group of facilities that houses the generating equipment. Direct use is exclusive of station use. Beginning with publication year 2010, Total disposition has been reorganized to include Net Interstate Trade. Therefore, Total Disposition equals Total Supply. Sources: U.S. Energy Information Administration, Form EIA-923, Power Plant Operations Report and predecessor forms. U.S. Energy Information Administration,Form EIA-860, Annual Electric Generator Report. U.S. Energy Information Administration, Form EIA-861, Annual Electric Power Industry Report. Form EIA-111, Quarterly Imports and Exports Report. | 0 0: 0
New Mexico | Table 10. Supply and disposition of electricity, 1990 through 2020 | 0 | Column2 | Column3 | Column4 | Column5 | Column6 | Column7 | Column8 | Column9 | Column10 | Column11 | Column12 | Column13 | Column14 | Column15 | Column16 | Column17 | Column18 | Column19 | Column20 | Column21 | Column22 | Column23 | Column24 | Column25 | Column26 | Column27 | Column28 | Column29 | Column30 | Column31 | Column32
| New York | 0 0: 0
New York | megawatthours | 0 0: 0
New York | Category | 0 | Year 2020 | Year 2019 | Year 2018 | Year 2017 | Year 2016 | Year 2015 | Year 2014 | Year 2013 | Year 2012 | Year 2011 | Year 2010 | Year 2009 | Year 2008 | Year 2007 | Year 2006 | Year 2005 | Year 2004 | Year 2003 | Year 2002 | Year 2001 | Year 2000 | Year 1999 | Year 1998 | Year 1997 | Year 1996 | Year 1995 | Year 1994 | Year 1993 | Year 1992 | Year 1991 | Year 1990
New York | Supply | 0 0: 0
New York | Generation | 0 0: 0
New York | ..Electric utilities | 35614979.25 | 37232480 | 34925775 | 35659945 | 34641717 | 35094035 | 34681959 | 34082856 | 33860490 | 34141686 | 35935731 | 34633335 | 35771414 | 38170043 | 40247883 | 41598844 | 39962653 | 40955819 | 41578894 | 43466278 | 58568850 | 73187745 | 97009440 | 115840453 | 108098599 | 104360081 | 101160796 | 103762902 | 106314502 | 112228796 | 126076830 | 128655291
New York | ..Independent power producers | 80939446.25 | 79129103 | 82973439 | 81823021 | 79832222 | 82611011 | 85488028 | 85403483 | 84712127 | 84019274 | 86051550 | 89333139 | 86856192 | 89612048 | 91333274 | 86965002 | 90252213 | 81182097 | 77979164 | 76296970 | 62191208 | 40756554 | 24869200 | 3315584 | 3186990 | 3479482 | 3142062 | 3039861 | 2832894 | 2837127 | 2411244 | 2432994
New York | ..Combined heat and power, electric | 11699523.5 | 10982119 | 11583412 | 12817947 | 11414616 | 14528049 | 16289685 | 15510730 | 15473146 | 15601678 | 13755549 | 11183162 | 8866160 | 10721630 | 12388247 | 11623555 | 14475137 | 13744027 | 15614581 | 17189102 | 20400848 | 21188096 | 21096791 | 21458712 | 25108845 | 22950298 | 23753739 | 13943072 | 9651716 | 6252400 | 2814631 | 1261582
New York | Electric power sector generation subtotal | 128253948.75 | 127343702 | 129482626 | 130300913 | 125888554 | 132233095 | 136459672 | 134997069 | 134045764 | 133762638 | 135742829 | 135149635 | 131493767 | 138503720 | 143969403 | 140187401 | 144690003 | 135881943 | 135172638 | 136952350 | 141160906 | 135132395 | 142975431 | 140614749 | 136394434 | 130789862 | 128056598 | 120745835 | 118799112 | 121318323 | 131302705 | 132349867
New York | ..Combined heat and power, commercial | 1291714.25 | 1267467 | 1277868 | 1311587 | 1309935 | 1221560 | 1236348 | 1174321 | 1132339 | 1061013 | 732231 | 764937 | 545600 | 664040 | 663182 | 727099 | 672305 | 614409 | 550988 | 566636 | 620978 | 619535 | 834146 | 1077433 | 1028686 | 1082560 | 1085393 | 918095 | 864267 | 467797 | 206733 | 178098
New York | ..Combined heat and power, industrial | 859122.5 | 819102 | 842795 | 908000 | 866593 | 962452 | 931700 | 950813 | 938727 | 944593 | 1005287 | 1047082 | 1111183 | 1154340 | 1246102 | 1350932 | 1525111 | 1468441 | 1919689 | 2072701 | 2132653 | 2327144 | 2471286 | 3171069 | 3408527 | 3859827 | 4271291 | 4365640 | 4557654 | 4162803 | 3091062 | 2817727
New York | Industrial and commercial generation subtotal | 2150836.75 | 2086569 | 2120663 | 2219588 | 2176527 | 2184012 | 2168049 | 2125133 | 2071066 | 2005605 | 1737518 | 1812018 | 1656783 | 1818380 | 1909284 | 2078031 | 2197415 | 2082850 | 2470678 | 2639337 | 2753631 | 2946679 | 3305432 | 4248502 | 4437213 | 4942387 | 5356684 | 5283734 | 5421920 | 4630601 | 3297795 | 2995825
New York | Total net generation | 130404785.75 | 129430271 | 131603289 | 132520501 | 128065082 | 134417107 | 138627721 | 137122202 | 136116830 | 135768244 | 137480347 | 136961654 | 133150550 | 140322100 | 145878687 | 142265432 | 146887419 | 137964794 | 137643316 | 139591687 | 143914537 | 138079074 | 146280863 | 144863251 | 140831647 | 135732248 | 133413281 | 126029570 | 124221032 | 125948924 | 134600500 | 135345692
New York | Total international imports | 16117887 | 15997503 | 16286011 | 15692642 | 16495392 | 18032802 | 17790977 | 17133060 | 18707621 | 16890009 | 12089331 | 9373320 | 11254402 | 16677608 | 14365902 | 12495426 | 10717104 | 9458010 | 9999750 | 14075278 | 11845026 | 10663363 | 3169897 | 2499796 | 3044692 | 7510801 | 9001949 | 12971432 | 5768216 | 3530110 | 3258823 | 3802493
New York | Net interstate imports | 9849340.75 | 6483131 | 9433489 | 12293650 | 11187093 | 6887224 | 4361322 | 5827936 | 6065287 | 2763261 | 7579872 | 12490415 | 8832194 | 3259341 | 4346118 | 6013583 | 13180888 | 19723083 | 17249636 | 13822539 | 7891852 | 12488371 | 9454649 | 4203580 | 5502267 | 4962556 | 4551196 | 8312118 | 16892909 | 15568500 | 7289273 | 8822843
New York | Total supply | 156372013.5 | 151910905 | 157322789 | 160506793 | 155747567 | 159337133 | 160780020 | 160083198 | 160889738 | 155421514 | 157149550 | 158825389 | 153237146 | 160259049 | 164590707 | 160774441 | 170785411 | 167145887 | 164892702 | 167489504 | 163651415 | 161230808 | 158905409 | 151566627 | 149378606 | 148205605 | 146966426 | 147313120 | 146882157 | 145047534 | 145148596 | 147971028
New York | Disposition | 0 0: 0
New York | Sales to ultimate customers | 0 0: 0
New York | ..Full service providers | 71615690.25 | 73309132 | 72334007 | 72536102 | 68283520 | 69693984 | 69816965 | 69283139 | 70398866 | 71680944 | 75550811 | 78887208 | 77326047 | 81636171 | 86299354 | 86257558 | 93236510 | 95980314 | 100096450 | 123931972 | 125595149 | 124507669 | 129834391 | 131161408 | 131936253 | 131527186 | 130470717 | 131176571 | 130170179 | 128469688 | 129410967 | 129324439
New York | ..Energy-only providers | 72854109.5 | 66321551 | 72500434 | 76637894 | 75956559 | 77372549 | 78512623 | 77495913 | 77091758 | 71154545 | 68259408 | 65503804 | 62432480 | 62120469 | 61621768 | 55136108 | 56673120 | 48731118 | 43657193 | 23508144 | 18585611 | 17518891 | 9543250 | 3034117 | 7672 | 0 | 0 | 0 | 0 | 0 | 0 | 0
New York | ..Facility direct sales | 762515.5 | 775949 | 765904 | 755855 | 752354 | 736505 | 584067 | 592861 | 404503 | 327179 | 236390 | 232561 | 275870 | 296296 | 256401 | 844353 | 237941 | 370277 | 291060 | 235239 | 0 | 0 | 0 | 0 | 0 | 0 | 0 | 0 | 0 | 0 | 0 | 0
New York | Total electric industry sales | 145232315.25 | 140406632 | 145600345 | 149929851 | 144992433 | 147803038 | 148913655 | 147371913 | 147895127 | 143162668 | 144046609 | 144623573 | 140034397 | 144052936 | 148177523 | 142238019 | 150147571 | 145081709 | 144044703 | 147675355 | 144180760 | 142026560 | 139377641 | 134195525 | 131943925 | 131527186 | 130470717 | 131176571 | 130170179 | 128469688 | 129410967 | 129324439
New York | Direct use | 1862797.25 | 1992706 | 1719945 | 1881954 | 1856584 | 1934551 | 1666049 | 2100982 | 2106068 | 1697019 | 1652121 | 1654901 | 1567327 | 1787417 | 1594871 | 1717878 | 3802866 | 4221296 | 4216899 | 4164024 | 4075432 | 4328330 | 4344332 | 3941806 | 3935702 | 4051789 | 3910979 | 3017654 | 3132421 | 3034147 | 2860781 | 2739047
New York | Total international exports | 1019180.5 | 2006368 | 1885592 | 138183 | 46579 | 86999 | 495020 | 1029534 | 712633 | 360868 | 1637113 | 2343356 | 1458858 | 3361222 | 3078192 | 2509908 | 3436504 | 4264422 | 4510693 | 3111262 | 4082600 | 1999799 | 2192729 | 1673523 | 1495074 | 462109 | 103028 | 189651 | 221849 | 477073 | 201721 | 3090232
New York | Estimated losses | 7833812.75 | 7819844 | 7895016 | 7733030 | 7887361 | 7714000 | 7426836 | 7673647 | 7944873 | 7752825 | 8901163 | 8934521 | 8914229 | 9176243 | 9378522 | 9222552 | 10035224 | 10631007 | 10576933 | 11077073 | 11275434 | 11047290 | 10934472 | 9542336 | 9948168 | 10209363 | 9958208 | 9965003 | 10417995 | 10156014 | 9936795 | 9818414
New York | Unaccounted | 423908 | -314645 | 221891 | 823775 | 964611 | 1798545 | 2278459 | 1907123 | 2231038 | 2448133 | 912544 | 1269038 | 1262334 | 1881231 | 2361599 | 0 | 0 | 0 | 0 | 0 | 0 | 0 | 0 | 0 | 0 | 0 | 0 | 0 | 0 | 0 | 0 | 0
New York | Net interstate exports | 0 | 0 | 0 | 0 | 0 | 0 | 0 | 0 | 0 | 0 | 0 | 0 | 0 | 0 | 0 | 0 | 0 | 0 | 0 | 0 | 0 | 0 | 0 | 0 | 0 | 0 | 0 | 0 | 0 | 0 | 0 | 0
New York | Total disposition | 156372013.5 | 151910905 | 157322789 | 160506793 | 155747567 | 159337133 | 160780020 | 160083198 | 160889738 | 155421514 | 157149550 | 158825389 | 153237146 | 160259049 | 164590707 | 160774441 | 170785411 | 167145887 | 164892702 | 167489504 | 163651415 | 161230808 | 158905409 | 151566627 | 149378606 | 148205605 | 146966426 | 147313120 | 146882157 | 145047534 | 145148596 | 147971028
New York | Net interstate trade | -9849340.75 | -6483131 | -9433489 | -12293650 | -11187093 | -6887224 | -4361322 | -5827936 | -6065287 | -2763261 | -7579872 | -12490415 | -8832194 | -3259341 | -4346118 | -6013583 | -13180888 | -19723083 | -17249636 | -13822539 | -7891852 | -12488371 | -9454649 | -4203580 | -5502267 | -4962556 | -4551196 | -8312118 | -16892909 | -15568500 | -7289273 | -8822843
New York | Net trade index (ratio) | 0.9375 | 0.96 | 0.94 | 0.92 | 0.93 | 0.96 | 0.97 | 0.96 | 0.96 | 0.98 | 0.95 | 0.92 | 0.94 | 0.98 | 0.97 | 0.96 | 0.92 | 0.88 | 0.9 | 0.92 | 0.95 | 0.92 | 0.94 | 0.97 | 0.96 | 0.97 | 0.97 | 0.94 | 0.88 | 0.89 | 0.95 | 0.94
New York | Facility Direct Sales are electricity sales from non utility power producers which reported electricity sales to an ultimate customer. Net Interstate Trade = Total Supply - (Total Electric Industry Sales + Direct Use + Total International Exports (if applies) + Estimated Losses). Net Trade Index is the sum of Total Supply / (Total Disposition - Net Interstate Trade). A negative Net Interstate Trade value indicates a net import of electric power. Notes: Totals may not equal sum of components because of independent rounding. Estimated Losses are reported at the utility level, and then allocated to States based on the utility`s salesto ultimate customers by State. Reported losses may include electricity unaccounted for by the utility. Direct use is commercial or industrial use of electricity that (1) is self-generated (2) is produced by either the same entity that consumes the power or an affiliate,and (3) is used in direct support of a service or industrial process located within the same facility or group of facilities that houses the generating equipment. Direct use is exclusive of station use. Beginning with publication year 2010, Total disposition has been reorganized to include Net Interstate Trade. Therefore, Total Disposition equals Total Supply. Sources: U.S. Energy Information Administration, Form EIA-923, Power Plant Operations Report and predecessor forms. U.S. Energy Information Administration,Form EIA-860, Annual Electric Generator Report. U.S. Energy Information Administration, Form EIA-861, Annual Electric Power Industry Report. Form EIA-111, Quarterly Imports and Exports Report. | 0 0: 0
New York | Table 10. Supply and disposition of electricity, 1990 through 2020 | 0 | Column2 | Column3 | Column4 | Column5 | Column6 | Column7 | Column8 | Column9 | Column10 | Column11 | Column12 | Column13 | Column14 | Column15 | Column16 | Column17 | Column18 | Column19 | Column20 | Column21 | Column22 | Column23 | Column24 | Column25 | Column26 | Column27 | Column28 | Column29 | Column30 | Column31 | Column32
| North Carolina | 0 0: 0
North Carolina | megawatthours | 0 0: 0
North Carolina | Category | 0 | Year 2020 | Year 2019 | Year 2018 | Year 2017 | Year 2016 | Year 2015 | Year 2014 | Year 2013 | Year 2012 | Year 2011 | Year 2010 | Year 2009 | Year 2008 | Year 2007 | Year 2006 | Year 2005 | Year 2004 | Year 2003 | Year 2002 | Year 2001 | Year 2000 | Year 1999 | Year 1998 | Year 1997 | Year 1996 | Year 1995 | Year 1994 | Year 1993 | Year 1992 | Year 1991 | Year 1990
North Carolina | Supply | 0 0: 0
North Carolina | Generation | 0 0: 0
North Carolina | ..Electric utilities | 111945039.25 | 104613247 | 111312377 | 117492427 | 114362106 | 118656679 | 119073672 | 119432144 | 116317050 | 107715547 | 110370151 | 121251138 | 112961309 | 118778090 | 123215621 | 117797331 | 121674733 | 118328694 | 118433112 | 115597653 | 109807278 | 114433191 | 109882388 | 113112235 | 107371092 | 102786590 | 96109819 | 91454784 | 88753614 | 83007307 | 83520063 | 79845217
North Carolina | ..Independent power producers | 14895232 | 17135099 | 17193642 | 14026127 | 11226060 | 9302665 | 6239455 | 5152178 | 4196661 | 4071106 | 3112391 | 2605480 | 1340907 | 1397821 | 1686204 | 1815202 | 1863079 | 1698756 | 1942758 | 1914162 | 810181 | 693280 | 474377 | 466955 | 1793443 | 1637773 | 1772868 | 1175447 | 429165 | 431986 | 430569 | 103554
North Carolina | ..Combined heat and power, electric | 605961.25 | 548094 | 628709 | 609858 | 637184 | 674688 | 849983 | 1495760 | 2325081 | 2470619 | 2719424 | 2597870 | 2187502 | 2929299 | 3033939 | 2853993 | 3064175 | 3206616 | 3575185 | 3271883 | 3343443 | 3287468 | 2834663 | 3024234 | 1466920 | 3247038 | 3965192 | 3543713 | 3482248 | 3578912 | 3469805 | 2586515
North Carolina | Electric power sector generation subtotal | 127446232.75 | 122296440 | 129134728 | 132128413 | 126225350 | 128634032 | 126163110 | 126080082 | 122838792 | 114257272 | 116201966 | 126454488 | 116489718 | 123105211 | 127935764 | 122466526 | 126601987 | 123234067 | 123951055 | 120783698 | 113960902 | 118413938 | 113191429 | 116603424 | 110631455 | 107671401 | 101847879 | 96173945 | 92665027 | 87018205 | 87420437 | 82535286
North Carolina | ..Combined heat and power, commercial | 344966.75 | 344855 | 346727 | 331534 | 356751 | 269840 | 227797 | 194865 | 170933 | 50383 | 61606 | 77608 | 64649 | 89804 | 76445 | 100709 | 131243 | 118777 | 102155 | 106430 | 95303 | 128542 | 107359 | 118786 | 105194 | 147155 | 141480 | 56092 | 51229 | 59515 | 64605 | 24465
North Carolina | ..Combined heat and power, industrial | 1772530 | 1722148 | 1692405 | 1789551 | 1886016 | 1875285 | 1997538 | 1868641 | 2926568 | 2374108 | 2126283 | 2146387 | 1853036 | 2044048 | 2103092 | 2647550 | 3015348 | 2977113 | 3529109 | 3577902 | 3439648 | 3731876 | 4058828 | 4656616 | 4758042 | 4379184 | 4305299 | 4598626 | 2598189 | 2457532 | 1890241 | 2366018
North Carolina | Industrial and commercial generation subtotal | 2117496.5 | 2067003 | 2039132 | 2121084 | 2242767 | 2145125 | 2225335 | 2063506 | 3097501 | 2424491 | 2187889 | 2223995 | 1917685 | 2133852 | 2179537 | 2748259 | 3146591 | 3095890 | 3631264 | 3684332 | 3534951 | 3860418 | 4166187 | 4775401 | 4863236 | 4526339 | 4446778 | 4654718 | 2649418 | 2517048 | 1954846 | 2390483
North Carolina | Total net generation | 129563729.5 | 124363443 | 131173861 | 134249497 | 128468117 | 130779157 | 128388445 | 128143588 | 125936293 | 116681763 | 118389855 | 128678483 | 118407403 | 125239063 | 130115301 | 125214784 | 129748578 | 126329957 | 127582319 | 124468030 | 117495853 | 122274356 | 117357616 | 121378825 | 115494691 | 112197740 | 106294657 | 100828662 | 95314445 | 89535253 | 89375284 | 84925769
North Carolina | Total international imports | 644.25 | 0 | 0 | 1503 | 1074 | 0 | 0 | 0 | 0 | 0 | 0 | 0 | 0 | 0 | 0 | 0 | 0 | 0 | 0 | 0 | 0 | 0 | 0 | 0 | 0 | 0 | 0 | 0 | 0 | 0 | 0 | 0
North Carolina | Net interstate imports | 14281274.75 | 15036003 | 14874990 | 14040847 | 13173259 | 14439216 | 16479278 | 15948056 | 15080537 | 22692127 | 23878900 | 19729808 | 20741069 | 17693787 | 14629639 | 15760685 | 13288950 | 14743847 | 7514965 | 13131388 | 14235130 | 12099876 | 11962882 | 5506688 | 6730623 | 9452105 | 11531017 | 11094368 | 17103687 | 16466046 | 14024193 | 15816964
North Carolina | Total supply | 143845648.5 | 139399446 | 146048851 | 148291847 | 141642450 | 145218373 | 144867723 | 144091644 | 141016830 | 139373890 | 142268755 | 148408291 | 139148472 | 142932850 | 144744940 | 140975469 | 143037528 | 141073804 | 135097284 | 137599418 | 131730983 | 134374232 | 129320498 | 126885513 | 122225314 | 121649845 | 117825674 | 111923030 | 112418132 | 106001299 | 103399477 | 100742733
North Carolina | Disposition | 0 0: 0
North Carolina | Sales to ultimate customers | 0 0: 0
North Carolina | ..Full service providers | 134129916.75 | 130389528 | 136430492 | 138282372 | 131417275 | 134404319 | 133847523 | 133132776 | 129779905 | 128084893 | 131084933 | 136414947 | 127657979 | 130069257 | 131880754 | 126698979 | 128335377 | 125656807 | 121304106 | 122686468 | 119026943 | 119855456 | 115015125 | 113596306 | 109050025 | 108296394 | 104672756 | 99789182 | 99777554 | 94195331 | 92316483 | 89924487
North Carolina | ..Energy-only providers | 0 | 0 | 0 | 0 | 0 | 0 | 0 | 0 | 0 | 0 | 0 | 0 | 0 | 0 | 0 | 0 | 0 | 0 | 0 | 0 | 0 | 0 | 0 | 0 | 0 | 0 | 0 | 0 | 0 | 0 | 0 | 0
North Carolina | ..Facility direct sales | 3891.75 | 1452 | 5039 | 5032 | 4044 | 0 | 0 | 0 | 0 | 0 | 0 | 0 | 0 | 0 | 0 | 0 | 0 | 0 | 31015 | 930628 | 0 | 0 | 0 | 0 | 0 | 0 | 0 | 0 | 0 | 0 | 0 | 0
North Carolina | Total electric industry sales | 134133808.5 | 130390980 | 136435531 | 138287404 | 131421319 | 134404319 | 133847523 | 133132776 | 129779905 | 128084893 | 131084933 | 136414947 | 127657979 | 130069257 | 131880754 | 126698979 | 128335377 | 125656807 | 121335121 | 123617096 | 119026943 | 119855456 | 115015125 | 113596306 | 109050025 | 108296394 | 104672756 | 99789182 | 99777554 | 94195331 | 92316483 | 89924487
North Carolina | Direct use | 2088928.5 | 2038637 | 2007331 | 2112054 | 2197692 | 2163845 | 2296824 | 2303797 | 2307431 | 2162396 | 2253177 | 2368925 | 2213347 | 2879503 | 2415259 | 2350399 | 2932328 | 4095759 | 4091493 | 4040190 | 3954232 | 3681185 | 3990375 | 4567766 | 4642792 | 4665859 | 4695917 | 4955835 | 3032691 | 2938325 | 2359108 | 3187450
North Carolina | Total international exports | 11 | 0 | 0 | 42 | 2 | 0 | 0 | 0 | 0 | 0 | 0 | 0 | 0 | 0 | 0 | 0 | 0 | 0 | 0 | 0 | 0 | 0 | 0 | 0 | 0 | 0 | 0 | 0 | 0 | 0 | 0 | 0
North Carolina | Estimated losses | 7235437 | 7262030 | 7398065 | 7132540 | 7149113 | 7014707 | 6675437 | 6932216 | 6971730 | 6936304 | 8100214 | 8427411 | 8126378 | 8285476 | 8347059 | 8215019 | 8577390 | 9207628 | 8909411 | 9272472 | 9308319 | 9322749 | 9023182 | 8077572 | 8222039 | 8406149 | 7989173 | 7580618 | 7985562 | 7446497 | 7088502 | 6827139
North Carolina | Unaccounted | 387463.75 | -292200 | 207924 | 759807 | 874324 | 1635502 | 2047939 | 1722856 | 1957765 | 2190298 | 830431 | 1197009 | 1150768 | 1698614 | 2101867 | 0 | 0 | 0 | 0 | 0 | 0 | 0 | 0 | 0 | 0 | 0 | 0 | 0 | 0 | 0 | 0 | 0
North Carolina | Net interstate exports | 0 | 0 | 0 | 0 | 0 | 0 | 0 | 0 | 0 | 0 | 0 | 0 | 0 | 0 | 0 | 0 | 0 | 0 | 0 | 0 | 0 | 0 | 0 | 0 | 0 | 0 | 0 | 0 | 0 | 0 | 0 | 0
North Carolina | Total disposition | 143845648.5 | 139399446 | 146048851 | 148291847 | 141642450 | 145218373 | 144867723 | 144091644 | 141016830 | 139373890 | 142268755 | 148408291 | 139148472 | 142932850 | 144744940 | 140975469 | 143037528 | 141073804 | 135097284 | 137599418 | 131730983 | 134374232 | 129320498 | 126885513 | 122225314 | 121649845 | 117825674 | 111923030 | 112418132 | 106001299 | 103399477 | 100742733
North Carolina | Net interstate trade | -14281274.75 | -15036003 | -14874990 | -14040847 | -13173259 | -14439216 | -16479278 | -15948056 | -15080537 | -22692127 | -23878900 | -19729808 | -20741069 | -17693787 | -14629639 | -15760685 | -13288950 | -14743847 | -7514965 | -13131388 | -14235130 | -12099876 | -11962882 | -5506688 | -6730623 | -9452105 | -11531017 | -11094368 | -17103687 | -16466046 | -14024193 | -15816964
North Carolina | Net trade index (ratio) | 0.9025 | 0.89 | 0.9 | 0.91 | 0.91 | 0.9 | 0.89 | 0.89 | 0.89 | 0.84 | 0.83 | 0.87 | 0.85 | 0.88 | 0.9 | 0.89 | 0.91 | 0.9 | 0.94 | 0.9 | 0.89 | 0.91 | 0.91 | 0.96 | 0.94 | 0.92 | 0.9 | 0.9 | 0.85 | 0.84 | 0.86 | 0.84
North Carolina | Facility Direct Sales are electricity sales from non utility power producers which reported electricity sales to an ultimate customer. Net Interstate Trade = Total Supply - (Total Electric Industry Sales + Direct Use + Total International Exports (if applies) + Estimated Losses). Net Trade Index is the sum of Total Supply / (Total Disposition - Net Interstate Trade). A negative Net Interstate Trade value indicates a net import of electric power. Notes: Totals may not equal sum of components because of independent rounding. Estimated Losses are reported at the utility level, and then allocated to States based on the utility`s salesto ultimate customers by State. Reported losses may include electricity unaccounted for by the utility. Direct use is commercial or industrial use of electricity that (1) is self-generated (2) is produced by either the same entity that consumes the power or an affiliate,and (3) is used in direct support of a service or industrial process located within the same facility or group of facilities that houses the generating equipment. Direct use is exclusive of station use. Beginning with publication year 2010, Total disposition has been reorganized to include Net Interstate Trade. Therefore, Total Disposition equals Total Supply. Sources: U.S. Energy Information Administration, Form EIA-923, Power Plant Operations Report and predecessor forms. U.S. Energy Information Administration,Form EIA-860, Annual Electric Generator Report. U.S. Energy Information Administration, Form EIA-861, Annual Electric Power Industry Report. Form EIA-111, Quarterly Imports and Exports Report. | 0 0: 0
North Carolina | Table 10. Supply and disposition of electricity, 1990 through 2020 | 0 | Column2 | Column3 | Column4 | Column5 | Column6 | Column7 | Column8 | Column9 | Column10 | Column11 | Column12 | Column13 | Column14 | Column15 | Column16 | Column17 | Column18 | Column19 | Column20 | Column21 | Column22 | Column23 | Column24 | Column25 | Column26 | Column27 | Column28 | Column29 | Column30 | Column31 | Column32
| North Dakota | 0 0: 0
North Dakota | megawatthours | 0 0: 0
North Dakota | Category | 0 | Year 2020 | Year 2019 | Year 2018 | Year 2017 | Year 2016 | Year 2015 | Year 2014 | Year 2013 | Year 2012 | Year 2011 | Year 2010 | Year 2009 | Year 2008 | Year 2007 | Year 2006 | Year 2005 | Year 2004 | Year 2003 | Year 2002 | Year 2001 | Year 2000 | Year 1999 | Year 1998 | Year 1997 | Year 1996 | Year 1995 | Year 1994 | Year 1993 | Year 1992 | Year 1991 | Year 1990
North Dakota | Supply | 0 0: 0
North Dakota | Generation | 0 0: 0
North Dakota | ..Electric utilities | 34575914 | 33528976 | 34191419 | 35946425 | 34636836 | 33415076 | 33105902 | 32088446 | 31044374 | 31983457 | 30794746 | 31343796 | 31375152 | 30852784 | 30402807 | 30328375 | 31512768 | 29526814 | 31075012 | 31147221 | 30135733 | 31122917 | 31259830 | 30518976 | 29719764 | 30769712 | 28842021 | 29003713 | 28499824 | 28592323 | 27535034 | 26824491
North Dakota | ..Independent power producers | 7175067.5 | 8492799 | 6895987 | 6603619 | 6707865 | 4266812 | 3883450 | 4249629 | 3811889 | 4018865 | 4116013 | 3216166 | 2625307 | 1686577 | 613548 | 363282 | 215094 | 208667 | 51718 | 0 | 0 | 0 | 0 | 0 | 0 | 0 | 0 | 0 | 0 | 0 | 0 | 0
North Dakota | ..Combined heat and power, electric | 0 | 0 | 0 | 0 | 0 | 0 | 0 | 0 | 0 | 0 | 0 | 0 | 0 | 0 | 0 | 0 | 0 | 0 | 0 | 0 | 0 | 0 | 0 | 0 | 0 | 0 | 0 | 0 | 0 | 0 | 0 | 0
North Dakota | Electric power sector generation subtotal | 41750981.5 | 42021775 | 41087406 | 42550044 | 41344701 | 37681888 | 36989352 | 36338075 | 34856263 | 36002322 | 34910759 | 34559962 | 34000459 | 32539361 | 31016355 | 30691657 | 31727862 | 29735481 | 31126730 | 31147221 | 30135733 | 31122917 | 31259830 | 30518976 | 29719764 | 30769712 | 28842021 | 29003713 | 28499824 | 28592323 | 27535034 | 26824491
North Dakota | ..Combined heat and power, commercial | 864.75 | 426 | 78 | 2921 | 34 | 13 | 17 | 109 | 56 | 54 | 28 | 46 | 85 | 286 | 295 | 0 | 0 | 0 | 0 | 0 | 0 | 0 | 0 | 0 | 0 | 0 | 0 | 0 | 0 | 0 | 0 | 0
North Dakota | ..Combined heat and power, industrial | 109189.5 | 154223 | 59840 | 62356 | 160339 | 174551 | 167243 | 124324 | 165354 | 122783 | 169113 | 179534 | 195922 | 194932 | 207455 | 189480 | 204753 | 200625 | 195399 | 159091 | 196339 | 188278 | 157573 | 152974 | 132838 | 138778 | 162225 | 152111 | 163587 | 174574 | 144115 | 168771
North Dakota | Industrial and commercial generation subtotal | 110054.25 | 154649 | 59918 | 65277 | 160373 | 174564 | 167260 | 124433 | 165410 | 122837 | 169141 | 179580 | 196008 | 195218 | 207750 | 189480 | 204753 | 200625 | 195399 | 159091 | 196339 | 188278 | 157573 | 152974 | 132838 | 138778 | 162225 | 152111 | 163587 | 174574 | 144115 | 168771
North Dakota | Total net generation | 41861035.75 | 42176424 | 41147324 | 42615321 | 41505074 | 37856452 | 37156612 | 36462508 | 35021673 | 36125159 | 35079900 | 34739542 | 34196467 | 32734579 | 31224105 | 30881137 | 31932615 | 29936106 | 31322129 | 31306312 | 30332072 | 31311195 | 31417403 | 30671950 | 29852602 | 30908490 | 29004246 | 29155824 | 28663411 | 28766897 | 27679149 | 26993262
North Dakota | Total international imports | 3267052.25 | 8434532 | 1310369 | 1163652 | 2159656 | 2075864 | 2017638 | 1868678 | 1960950 | 1557467 | 1672455 | 1597498 | 1349491 | 1413663 | 1657277 | 2007731 | 2161882 | 1512986 | 1250828 | 1413538 | 1510173 | 1436356 | 181152 | 223791 | 270465 | 927231 | 785391 | 1095448 | 1299788 | 682162 | 253543 | 250169
North Dakota | Net interstate imports | 0 | 0 | 0 | 0 | 0 | 0 | 0 | 0 | 0 | 0 | 0 | 0 | 0 | 0 | 0 | 0 | 0 | 0 | 0 | 0 | 0 | 0 | 0 | 0 | 0 | 0 | 0 | 0 | 0 | 0 | 0 | 0
North Dakota | Total supply | 45128088 | 50610956 | 42457693 | 43778973 | 43664730 | 39932316 | 39174250 | 38331186 | 36982623 | 37682626 | 36752355 | 36337040 | 35545958 | 34148242 | 32881382 | 32888868 | 34094497 | 31449092 | 32572957 | 32719850 | 31842245 | 32747551 | 31598555 | 30895741 | 30123067 | 31835721 | 29789637 | 30251272 | 29963199 | 29449059 | 27932692 | 27243431
North Dakota | Disposition | 0 0: 0
North Dakota | Sales to ultimate customers | 0 0: 0
North Dakota | ..Full service providers | 21047159.75 | 21819452 | 21559255 | 20669506 | 20140426 | 18520188 | 18128948 | 18239732 | 16032967 | 14716956 | 13737016 | 12956263 | 12648580 | 12416074 | 11905695 | 11245238 | 10839990 | 10516400 | 10461108 | 10219353 | 9809757 | 9413409 | 9112193 | 8220384 | 8282435 | 8314159 | 7882636 | 7680764 | 7431958 | 7128380 | 7255201 | 7013850
North Dakota | ..Energy-only providers | 0 | 0 | 0 | 0 | 0 | 0 | 0 | 0 | 0 | 0 | 0 | 0 | 0 | 0 | 0 | 0 | 0 | 0 | 0 | 0 | 0 | 0 | 0 | 0 | 0 | 0 | 0 | 0 | 0 | 0 | 0 | 0
North Dakota | ..Facility direct sales | 0 | 0 | 0 | 0 | 0 | 0 | 0 | 0 | 0 | 0 | 0 | 0 | 0 | 0 | 0 | 0 | 0 | 0 | 0 | 0 | 0 | 0 | 0 | 0 | 0 | 0 | 0 | 0 | 0 | 0 | 0 | 0
North Dakota | Total electric industry sales | 21047159.75 | 21819452 | 21559255 | 20669506 | 20140426 | 18520188 | 18128948 | 18239732 | 16032967 | 14716956 | 13737016 | 12956263 | 12648580 | 12416074 | 11905695 | 11245238 | 10839990 | 10516400 | 10461108 | 10219353 | 9809757 | 9413409 | 9112193 | 8220384 | 8282435 | 8314159 | 7882636 | 7680764 | 7431958 | 7128380 | 7255201 | 7013850
North Dakota | Direct use | 181355 | 165889 | 202827 | 182019 | 174685 | 191784 | 183842 | 170528 | 181386 | 166297 | 181394 | 192272 | 208738 | 207865 | 213650 | 195339 | 211673 | 166732 | 166558 | 164470 | 160971 | 187697 | 157573 | 152974 | 132838 | 138778 | 161975 | 145035 | 150685 | 159909 | 133953 | 154106
North Dakota | Total international exports | 395923.75 | 458829 | 950567 | 149736 | 24563 | 9864 | 35718 | 157814 | 127490 | 216715 | 380781 | 477869 | 609514 | 605996 | 327772 | 1251350 | 459499 | 1408681 | 1664421 | 1238190 | 940294 | 789690 | 341256 | 424064 | 152158 | 59628 | 54371 | 123948 | 232400 | 7275 | 90457 | 229869
North Dakota | Estimated losses | 1136484.5 | 1215218 | 1169027 | 1066085 | 1095608 | 966589 | 904153 | 949742 | 861285 | 796981 | 848860 | 800409 | 805176 | 790910 | 753541 | 729129 | 724499 | 770600 | 768140 | 766550 | 767157 | 732206 | 714871 | 584532 | 624471 | 645359 | 601644 | 583479 | 594807 | 563525 | 557089 | 532497
North Dakota | Unaccounted | 57879.5 | -48896 | 32856 | 113567 | 133991 | 225363 | 277383 | 236038 | 241862 | 251665 | 87025 | 113688 | 114020 | 162145 | 189749 | 0 | 0 | 0 | 0 | 0 | 0 | 0 | 0 | 0 | 0 | 0 | 0 | 0 | 0 | 0 | 0 | 0
North Dakota | Net interstate exports | 22309285.75 | 27000464 | 18543161 | 21598061 | 22095457 | 20018528 | 19644207 | 18577332 | 19537633 | 21534011 | 21517279 | 21796539 | 21159930 | 19965252 | 19490976 | 19125175 | 21553211 | 18233916 | 19261086 | 20106566 | 20045339 | 21404253 | 21011911 | 21289803 | 20688015 | 22436977 | 20862305 | 21512860 | 21357376 | 21420031 | 19716068 | 19156014
North Dakota | Total disposition | 45128088 | 50610956 | 42457693 | 43778973 | 43664730 | 39932316 | 39174250 | 38331186 | 36982623 | 37682626 | 36752355 | 36337040 | 35545958 | 34148242 | 32881382 | 32888868 | 34094497 | 31449092 | 32572957 | 32719850 | 31842245 | 32747551 | 31598555 | 30895741 | 30123067 | 31835721 | 29789637 | 30251272 | 29963199 | 29449059 | 27932692 | 27243431
North Dakota | Net interstate trade | 22309285.75 | 27000464 | 18543161 | 21598061 | 22095457 | 20018528 | 19644207 | 18577332 | 19537633 | 21534011 | 21517279 | 21796539 | 21159930 | 19965252 | 19490976 | 19125175 | 21553211 | 18233916 | 19261086 | 20106566 | 20045339 | 21404253 | 21011911 | 21289803 | 20688015 | 22436977 | 20862305 | 21512860 | 21357376 | 21420031 | 19716068 | 19156014
North Dakota | Net trade index (ratio) | 1.9775 | 2.14 | 1.78 | 1.97 | 2.02 | 2.01 | 2.01 | 1.94 | 2.12 | 2.33 | 2.41 | 2.5 | 2.47 | 2.41 | 2.46 | 2.39 | 2.72 | 2.38 | 2.45 | 2.59 | 2.7 | 2.89 | 2.98 | 3.22 | 3.19 | 3.39 | 3.34 | 3.46 | 3.48 | 3.67 | 3.4 | 3.37
North Dakota | Facility Direct Sales are electricity sales from non utility power producers which reported electricity sales to an ultimate customer. Net Interstate Trade = Total Supply - (Total Electric Industry Sales + Direct Use + Total International Exports (if applies) + Estimated Losses). Net Trade Index is the sum of Total Supply / (Total Disposition - Net Interstate Trade). A negative Net Interstate Trade value indicates a net import of electric power. Notes: Totals may not equal sum of components because of independent rounding. Estimated Losses are reported at the utility level, and then allocated to States based on the utility`s salesto ultimate customers by State. Reported losses may include electricity unaccounted for by the utility. Direct use is commercial or industrial use of electricity that (1) is self-generated (2) is produced by either the same entity that consumes the power or an affiliate,and (3) is used in direct support of a service or industrial process located within the same facility or group of facilities that houses the generating equipment. Direct use is exclusive of station use. Beginning with publication year 2010, Total disposition has been reorganized to include Net Interstate Trade. Therefore, Total Disposition equals Total Supply. Sources: U.S. Energy Information Administration, Form EIA-923, Power Plant Operations Report and predecessor forms. U.S. Energy Information Administration,Form EIA-860, Annual Electric Generator Report. U.S. Energy Information Administration, Form EIA-861, Annual Electric Power Industry Report. Form EIA-111, Quarterly Imports and Exports Report. | 0 0: 0
North Dakota | Table 10. Supply and disposition of electricity, 1990 through 2020 | 0 | Column2 | Column3 | Column4 | Column5 | Column6 | Column7 | Column8 | Column9 | Column10 | Column11 | Column12 | Column13 | Column14 | Column15 | Column16 | Column17 | Column18 | Column19 | Column20 | Column21 | Column22 | Column23 | Column24 | Column25 | Column26 | Column27 | Column28 | Column29 | Column30 | Column31 | Column32
| Ohio | 0 0: 0
Ohio | megawatthours | 0 0: 0
Ohio | Category | 0 | Year 2020 | Year 2019 | Year 2018 | Year 2017 | Year 2016 | Year 2015 | Year 2014 | Year 2013 | Year 2012 | Year 2011 | Year 2010 | Year 2009 | Year 2008 | Year 2007 | Year 2006 | Year 2005 | Year 2004 | Year 2003 | Year 2002 | Year 2001 | Year 2000 | Year 1999 | Year 1998 | Year 1997 | Year 1996 | Year 1995 | Year 1994 | Year 1993 | Year 1992 | Year 1991 | Year 1990
Ohio | Supply | 0 0: 0
Ohio | Generation | 0 0: 0
Ohio | ..Electric utilities | 16571635.75 | 12167621 | 13063533 | 17624346 | 23431043 | 26623600 | 24404182 | 43290512 | 88763825 | 75183893 | 85006849 | 92198096 | 93939609 | 98396809 | 100536445 | 98159139 | 102750838 | 142305499 | 139086083 | 139904106 | 135484174 | 144358306 | 140912140 | 146448159 | 141248874 | 142900353 | 137860132 | 129020582 | 133735428 | 136296552 | 132693706 | 126509829
Ohio | ..Independent power producers | 103083113.75 | 106015747 | 105143581 | 106770840 | 94402287 | 90573980 | 95573567 | 89674300 | 46925305 | 52432142 | 48792705 | 49722340 | 40775148 | 53646205 | 53365757 | 55835704 | 52817248 | 4699059 | 6123786 | 6421090 | 5242390 | 3156854 | 0 | 0 | 0 | 4880 | 4762 | 2950 | 6544 | 8813 | 8813 | 8813
Ohio | ..Combined heat and power, electric | 1094510.5 | 1838902 | 860034 | 856807 | 822299 | 783450 | 925708 | 530457 | 538679 | 529558 | 652498 | 651983 | 472428 | 297649 | 350043 | 321877 | 327753 | 319134 | 381549 | 302029 | 267985 | 274511 | 117106 | 155195 | 44111 | 48770 | 19979 | 1304994 | 26093 | 32738 | 26462 | 32016
Ohio | Electric power sector generation subtotal | 120749259.75 | 120022270 | 119067147 | 125251993 | 118655629 | 117981030 | 120903457 | 133495269 | 136227809 | 128145593 | 134452052 | 142572419 | 135187185 | 152340663 | 154252246 | 154316720 | 155895839 | 147323692 | 145591418 | 146627226 | 140994549 | 147789670 | 141029246 | 146603354 | 141292985 | 142954004 | 137884873 | 130328526 | 133768065 | 136338104 | 132728982 | 126550659
Ohio | ..Combined heat and power, commercial | 242352 | 220491 | 229861 | 256457 | 262599 | 226533 | 127981 | 107391 | 185803 | 282651 | 172134 | 0 | 0 | 0 | 0 | 0 | 149 | 160 | 6045 | 7479 | 19765 | 4719 | 3436 | 50934 | 53273 | 45842 | 33627 | 55964 | 64222 | 74800 | 68995 | 87069
Ohio | ..Combined heat and power, industrial | 691596.75 | 749972 | 704117 | 676160 | 636138 | 714515 | 861964 | 873746 | 870578 | 1317487 | 961619 | 1025918 | 903040 | 1071588 | 903300 | 1117355 | 1080335 | 1022053 | 1040665 | 434145 | 1247496 | 1265892 | 1297749 | 1285771 | 1464988 | 1437369 | 1425403 | 1379118 | 1405004 | 1248823 | 1238522 | 1342799
Ohio | Industrial and commercial generation subtotal | 933949 | 970463 | 933979 | 932617 | 898737 | 941048 | 989945 | 981136 | 1056380 | 1600138 | 1133753 | 1025918 | 903040 | 1071588 | 903300 | 1117355 | 1080483 | 1022213 | 1046710 | 441624 | 1267261 | 1270611 | 1301185 | 1336704 | 1518262 | 1483211 | 1459030 | 1435082 | 1469226 | 1323622 | 1307517 | 1429869
Ohio | Total net generation | 121683208.75 | 120992733 | 120001126 | 126184610 | 119554366 | 118922078 | 121893401 | 134476405 | 137284189 | 129745731 | 135585804 | 143598337 | 136090225 | 153412251 | 155155545 | 155434075 | 156976323 | 148345905 | 146638128 | 147068850 | 142261810 | 149060281 | 142330431 | 147940058 | 142811247 | 144437215 | 139343903 | 131763609 | 135237291 | 137661726 | 134036499 | 127980527
Ohio | Total international imports | 24931.75 | 0 | 0 | 82261 | 17466 | 1846 | 0 | 0 | 0 | 0 | 0 | 0 | 3972 | 0 | 361048 | 844370 | 48807 | 2828 | 2057 | 110 | 0 | 0 | 0 | 0 | 0 | 0 | 0 | 0 | 0 | 0 | 0 | 0
Ohio | Net interstate imports | 35495222 | 30427289 | 37951681 | 36569945 | 37031973 | 42448845 | 38244127 | 27180567 | 24544335 | 35028733 | 30972564 | 22551010 | 21808230 | 19424322 | 20217486 | 14662304 | 21895152 | 24858371 | 22820869 | 23901099 | 30160840 | 36142111 | 42367776 | 30541752 | 34842360 | 33699352 | 39208480 | 41379087 | 32152396 | 25527168 | 29106323 | 31620437
Ohio | Total supply | 157203362.5 | 151420022 | 157952807 | 162836816 | 156603805 | 161372769 | 160137528 | 161656972 | 161828524 | 164774464 | 166558368 | 166149347 | 157902427 | 172836573 | 175734079 | 170940749 | 178920282 | 173207104 | 169461054 | 170970059 | 172422650 | 185202392 | 184698207 | 178481810 | 177653607 | 178136567 | 178552383 | 173142696 | 167389687 | 163188894 | 163142822 | 159600964
Ohio | Disposition | 0 0: 0
Ohio | Sales to ultimate customers | 0 0: 0
Ohio | ..Full service providers | 45273433.25 | 44059538 | 45384477 | 46621224 | 45028494 | 49152325 | 51702443 | 53328386 | 56979965 | 71872778 | 88397902 | 105176986 | 133198256 | 147463715 | 148928185 | 140258856 | 133460651 | 126207477 | 127118763 | 132970645 | 144438041 | 161093460 | 164270662 | 159793176 | 158508094 | 158587337 | 158625546 | 154376709 | 148570665 | 145016464 | 145658320 | 142465472
Ohio | ..Energy-only providers | 102199146 | 98357225 | 102916799 | 106086381 | 101436179 | 101261754 | 97345496 | 97177459 | 93153631 | 80423134 | 66348400 | 48815621 | 12952626 | 11756860 | 12842642 | 13169988 | 26715652 | 27881805 | 24940157 | 20436453 | 11359673 | 4101397 | 0 | 168 | 0 | 0 | 0 | 0 | 0 | 0 | 0 | 0
Ohio | ..Facility direct sales | 201450 | 198436 | 220644 | 207562 | 179158 | 183717 | 165285 | 173868 | 173422 | 160952 | 8 | 152811 | 148911 | 168232 | 0 | 0 | 0 | 131832 | 130318 | 189329 | 0 | 0 | 0 | 0 | 0 | 0 | 0 | 0 | 0 | 0 | 0 | 0
Ohio | Total electric industry sales | 147674029.25 | 142615199 | 148521920 | 152915167 | 146643831 | 150597796 | 149213224 | 150679713 | 150307018 | 152456864 | 154746310 | 154145418 | 146299793 | 159388807 | 161770827 | 153428844 | 160176303 | 154221114 | 152189238 | 153596427 | 155797714 | 165194857 | 164270830 | 159793176 | 158508094 | 158587337 | 158625546 | 154376709 | 148570665 | 145016464 | 145658320 | 142465472
Ohio | Direct use | 1133290.25 | 1181568 | 1151108 | 1193347 | 1007138 | 1082558 | 1199485 | 1181447 | 1179645 | 1454390 | 1269395 | 1128580 | 970753 | 1213114 | 1090935 | 1296078 | 1264965 | 1487894 | 1486344 | 1467707 | 1436481 | 1614592 | 1376555 | 1455116 | 1523262 | 1494825 | 1464722 | 2239288 | 1466426 | 1323622 | 1307517 | 1429869
Ohio | Total international exports | 291 | 0 | 0 | 1119 | 45 | 0 | 0 | 0 | 0 | 0 | 0 | 0 | 0 | 0 | 55197 | 225034 | 396514 | 67940 | 13740 | 3902 | 0 | 0 | 0 | 0 | 0 | 0 | 0 | 0 | 0 | 0 | 0 | 0
Ohio | Estimated losses | 7965121 | 7942849 | 8053436 | 7887005 | 7977194 | 7859862 | 7441777 | 7845883 | 8074439 | 8256143 | 9562337 | 9522759 | 9313068 | 10153145 | 10238876 | 9948153 | 10705501 | 11300706 | 11174971 | 11521211 | 12183921 | 12849396 | 12887396 | 11362526 | 11951025 | 12309817 | 12107132 | 11727433 | 11890653 | 11464099 | 11184344 | 10816092
Ohio | Unaccounted | 430631.25 | -319594 | 226344 | 840178 | 975597 | 1832553 | 2283042 | 1949929 | 2267422 | 2607067 | 980327 | 1352590 | 1318814 | 2081507 | 2578244 | 0 | 0 | 0 | 0 | 0 | 0 | 0 | 0 | 0 | 0 | 0 | 0 | 0 | 0 | 0 | 0 | 0
Ohio | Net interstate exports | 0 | 0 | 0 | 0 | 0 | 0 | 0 | 0 | 0 | 0 | 0 | 0 | 0 | 0 | 0 | 0 | 0 | 0 | 0 | 0 | 0 | 0 | 0 | 0 | 0 | 0 | 0 | 0 | 0 | 0 | 0 | 0
Ohio | Total disposition | 157203362.5 | 151420022 | 157952807 | 162836816 | 156603805 | 161372769 | 160137528 | 161656972 | 161828524 | 164774464 | 166558368 | 166149347 | 157902427 | 172836573 | 175734079 | 170940749 | 178920282 | 173207104 | 169461054 | 170970059 | 172422650 | 185202392 | 184698207 | 178481810 | 177653607 | 178136567 | 178552383 | 173142696 | 167389687 | 163188894 | 163142822 | 159600964
Ohio | Net interstate trade | -35495222 | -30427289 | -37951681 | -36569945 | -37031973 | -42448845 | -38244127 | -27180567 | -24544335 | -35028733 | -30972564 | -22551010 | -21808230 | -19424322 | -20217486 | -14662304 | -21895152 | -24858371 | -22820869 | -23901099 | -30160840 | -36142111 | -42367776 | -30541752 | -34842360 | -33699352 | -39208480 | -41379087 | -32152396 | -25527168 | -29106323 | -31620437
Ohio | Net trade index (ratio) | 0.775 | 0.8 | 0.76 | 0.78 | 0.76 | 0.74 | 0.76 | 0.83 | 0.85 | 0.79 | 0.81 | 0.86 | 0.86 | 0.89 | 0.88 | 0.91 | 0.88 | 0.86 | 0.87 | 0.86 | 0.83 | 0.8 | 0.77 | 0.83 | 0.8 | 0.81 | 0.78 | 0.76 | 0.81 | 0.84 | 0.82 | 0.8
Ohio | Facility Direct Sales are electricity sales from non utility power producers which reported electricity sales to an ultimate customer. Net Interstate Trade = Total Supply - (Total Electric Industry Sales + Direct Use + Total International Exports (if applies) + Estimated Losses). Net Trade Index is the sum of Total Supply / (Total Disposition - Net Interstate Trade). A negative Net Interstate Trade value indicates a net import of electric power. Notes: Totals may not equal sum of components because of independent rounding. Estimated Losses are reported at the utility level, and then allocated to States based on the utility`s salesto ultimate customers by State. Reported losses may include electricity unaccounted for by the utility. Direct use is commercial or industrial use of electricity that (1) is self-generated (2) is produced by either the same entity that consumes the power or an affiliate,and (3) is used in direct support of a service or industrial process located within the same facility or group of facilities that houses the generating equipment. Direct use is exclusive of station use. Beginning with publication year 2010, Total disposition has been reorganized to include Net Interstate Trade. Therefore, Total Disposition equals Total Supply. Sources: U.S. Energy Information Administration, Form EIA-923, Power Plant Operations Report and predecessor forms. U.S. Energy Information Administration,Form EIA-860, Annual Electric Generator Report. U.S. Energy Information Administration, Form EIA-861, Annual Electric Power Industry Report. Form EIA-111, Quarterly Imports and Exports Report. | 0 0: 0
Ohio | Table 10. Supply and disposition of electricity, 1990 through 2020 | 0 | Column2 | Column3 | Column4 | Column5 | Column6 | Column7 | Column8 | Column9 | Column10 | Column11 | Column12 | Column13 | Column14 | Column15 | Column16 | Column17 | Column18 | Column19 | Column20 | Column21 | Column22 | Column23 | Column24 | Column25 | Column26 | Column27 | Column28 | Column29 | Column30 | Column31 | Column32
| Oklahoma | 0 0: 0
Oklahoma | megawatthours | 0 0: 0
Oklahoma | Category | 0 | Year 2020 | Year 2019 | Year 2018 | Year 2017 | Year 2016 | Year 2015 | Year 2014 | Year 2013 | Year 2012 | Year 2011 | Year 2010 | Year 2009 | Year 2008 | Year 2007 | Year 2006 | Year 2005 | Year 2004 | Year 2003 | Year 2002 | Year 2001 | Year 2000 | Year 1999 | Year 1998 | Year 1997 | Year 1996 | Year 1995 | Year 1994 | Year 1993 | Year 1992 | Year 1991 | Year 1990
Oklahoma | Supply | 0 0: 0
Oklahoma | Generation | 0 0: 0
Oklahoma | ..Electric utilities | 39262932.5 | 37570582 | 41188172 | 41867567 | 36425409 | 45255216 | 48778157 | 48096026 | 53348841 | 56746305 | 58373558 | 57421195 | 57516914 | 60074823 | 54177692 | 51917155 | 54250814 | 48298390 | 49776514 | 51218320 | 50413729 | 51403249 | 50278792 | 51454036 | 48380102 | 47544649 | 47955288 | 45380625 | 48810720 | 45942891 | 44850089 | 45063182
Oklahoma | ..Independent power producers | 40760256 | 43804967 | 43198072 | 41468021 | 34569964 | 30426275 | 24578492 | 19232669 | 17526171 | 18275061 | 13205916 | 11545564 | 14422750 | 12651408 | 14870672 | 14784377 | 10281538 | 8913259 | 4247198 | 3970101 | 843693 | 0 | 0 | 0 | 0 | 0 | 0 | 0 | 0 | 0 | 0 | 0
Oklahoma | ..Combined heat and power, electric | 978750.75 | 0 | 0 | 2001324 | 1913679 | 2082858 | 1889445 | 1985176 | 2062328 | 2010948 | 2205220 | 2381670 | 2318470 | 2682498 | 2853754 | 2642147 | 2822323 | 2255750 | 5216555 | 2621718 | 2730764 | 3026693 | 3433579 | 3538830 | 3173387 | 3041598 | 3313929 | 3381386 | 3138720 | 2895340 | 2963591 | 1016735
Oklahoma | Electric power sector generation subtotal | 81001939.25 | 81375549 | 84386244 | 85336912 | 72909052 | 77764349 | 75246094 | 69313871 | 72937340 | 77032314 | 73784694 | 71348429 | 74258134 | 75408728 | 71902118 | 69343679 | 67354675 | 59467400 | 59240267 | 57810139 | 53988186 | 54429942 | 53712371 | 54992866 | 51553489 | 50586247 | 51269217 | 48762011 | 51949440 | 48838231 | 47813680 | 46079917
Oklahoma | ..Combined heat and power, commercial | 23.5 | 63 | 14 | 15 | 2 | 3 | 21 | 49 | -55941 | 9626 | 22521 | 25859 | 30371 | 24418 | 25892 | 25038 | 18799 | 17547 | 28176 | 27172 | 25628 | 27161 | 39272 | 36100 | 32883 | 35109 | 58326 | 45367 | 43253 | 28978 | 49846 | 48159
Oklahoma | ..Combined heat and power, industrial | 865464.25 | 922220 | 830243 | 886794 | 822600 | 890655 | 889481 | 841584 | 792281 | 854648 | 798499 | 876445 | 778304 | 895762 | 891085 | 1246164 | 1234353 | 1244614 | 1358413 | 1346108 | 1235635 | 1114853 | 1113717 | 1200278 | 1277604 | 1228265 | 1339825 | 1251394 | 1166978 | 1139240 | 1235591 | 951056
Oklahoma | Industrial and commercial generation subtotal | 865487.75 | 922283 | 830257 | 886809 | 822602 | 890658 | 889502 | 841633 | 736340 | 864274 | 821020 | 902304 | 808675 | 920180 | 916977 | 1271202 | 1253153 | 1262161 | 1386589 | 1373280 | 1261263 | 1142015 | 1152989 | 1236377 | 1310487 | 1263374 | 1398150 | 1296761 | 1210232 | 1168218 | 1285437 | 999215
Oklahoma | Total net generation | 81867427 | 82297832 | 85216501 | 86223721 | 73731654 | 78655007 | 76135596 | 70155504 | 73673680 | 77896588 | 74605714 | 72250733 | 75066809 | 76328908 | 72819095 | 70614880 | 68607827 | 60729560 | 60626856 | 59183419 | 55249448 | 55571957 | 54865361 | 56229243 | 52863976 | 51849621 | 52667367 | 50058772 | 53159672 | 50006449 | 49099117 | 47079132
Oklahoma | Total international imports | 0 | 0 | 0 | 0 | 0 | 0 | 0 | 0 | 0 | 0 | 0 | 0 | 0 | 0 | 0 | 0 | 0 | 0 | 0 | 0 | 0 | 0 | 0 | 0 | 0 | 0 | 0 | 0 | 0 | 0 | 0 | 0
Oklahoma | Net interstate imports | 0 | 0 | 0 | 0 | 0 | 0 | 0 | 0 | 0 | 0 | 0 | 0 | 0 | 0 | 0 | 0 | 0 | 0 | 0 | 0 | 0 | 0 | 0 | 0 | 0 | 0 | 0 | 0 | 0 | 0 | 0 | 537952
Oklahoma | Total supply | 81867427 | 82297832 | 85216501 | 86223721 | 73731654 | 78655007 | 76135596 | 70155504 | 73673680 | 77896588 | 74605714 | 72250733 | 75066809 | 76328908 | 72819095 | 70614880 | 68607827 | 60729560 | 60626856 | 59183419 | 55249448 | 55571957 | 54865361 | 56229243 | 52863976 | 51849621 | 52667367 | 50058772 | 53159672 | 50006449 | 49099117 | 47617084
Oklahoma | Disposition | 0 0: 0
Oklahoma | Sales to ultimate customers | 0 0: 0
Oklahoma | ..Full service providers | 63040673.75 | 62299305 | 64795946 | 64575316 | 60492128 | 61516554 | 61336385 | 61573374 | 59929172 | 59340624 | 59846794 | 57845980 | 54544580 | 56140456 | 55060557 | 54771452 | 53570849 | 50811290 | 50287767 | 49485466 | 49666725 | 49564141 | 46736630 | 47896575 | 44452853 | 43291303 | 41392452 | 41143443 | 40531327 | 38267207 | 39404397 | 42504220
Oklahoma | ..Energy-only providers | 0 | 0 | 0 | 0 | 0 | 0 | 0 | 0 | 0 | 0 | 0 | 0 | 0 | 0 | 0 | 0 | 0 | 0 | 0 | 0 | 0 | 0 | 0 | 0 | 0 | 0 | 0 | 0 | 0 | 0 | 0 | 0
Oklahoma | ..Facility direct sales | 0 | 0 | 0 | 0 | 0 | 0 | 0 | 0 | 0 | 0 | 0 | 0 | 0 | 138410 | 132643 | 133862 | 136253 | 130752 | 140401 | 0 | 0 | 0 | 0 | 0 | 0 | 0 | 0 | 0 | 0 | 0 | 0 | 0
Oklahoma | Total electric industry sales | 63040673.75 | 62299305 | 64795946 | 64575316 | 60492128 | 61516554 | 61336385 | 61573374 | 59929172 | 59340624 | 59846794 | 57845980 | 54544580 | 56278866 | 55193200 | 54905314 | 53707102 | 50942042 | 50428168 | 49485466 | 49666725 | 49564141 | 46736630 | 47896575 | 44452853 | 43291303 | 41392452 | 41143443 | 40531327 | 38267207 | 39404397 | 42504220
Oklahoma | Direct use | 1088872.5 | 924513 | 888870 | 1290067 | 1252040 | 1311150 | 1284314 | 1255974 | 1232712 | 889179 | 867857 | 1077701 | 935019 | 1345567 | 1400804 | 986758 | 953406 | 1153762 | 1152560 | 1138108 | 1113894 | 1303557 | 1002821 | 1141401 | 1224634 | 1209405 | 1266863 | 1210606 | 1099019 | 1056330 | 1186632 | 957730
Oklahoma | Total international exports | 0 | 0 | 0 | 0 | 0 | 0 | 0 | 0 | 0 | 0 | 0 | 0 | 0 | 0 | 0 | 0 | 342 | 450 | 0 | 0 | 0 | 0 | 0 | 0 | 0 | 0 | 0 | 0 | 0 | 0 | 0 | 0
Oklahoma | Estimated losses | 3401130.5 | 3469714 | 3513488 | 3330643 | 3290677 | 3210615 | 3059057 | 3206122 | 3219373 | 3213530 | 3698151 | 3573595 | 3472167 | 3584991 | 3493314 | 3559999 | 3589554 | 3732829 | 3702846 | 3711886 | 3884110 | 3855261 | 3666588 | 3405816 | 3351609 | 3360344 | 3159288 | 3125516 | 3243870 | 3025167 | 3025659 | 3226954
Oklahoma | Unaccounted | 179096 | -139610 | 98747 | 354803 | 402444 | 748566 | 938480 | 796814 | 904048 | 1014746 | 379133 | 507585 | 491690 | 734963 | 879649 | 0 | 0 | 0 | 0 | 0 | 0 | 0 | 0 | 0 | 0 | 0 | 0 | 0 | 0 | 0 | 0 | 0
Oklahoma | Net interstate exports | 14157654 | 15743910 | 15919450 | 16672891 | 8294365 | 11868122 | 9517361 | 3323221 | 8388375 | 13438509 | 9813779 | 9245872 | 15623353 | 14384521 | 11852128 | 9522846 | 8747950 | 3537430 | 4479535 | 4101134 | 282207 | 4050 | 2316335 | 2730208 | 3041059 | 3220956 | 6074237 | 3913335 | 7493656 | 6943157 | 4963868 | 0
Oklahoma | Total disposition | 81867427 | 82297832 | 85216501 | 86223721 | 73731654 | 78655007 | 76135596 | 70155504 | 73673680 | 77896588 | 74605714 | 72250733 | 75066809 | 76328908 | 72819095 | 70614880 | 68607827 | 60729560 | 60626856 | 59183419 | 55249448 | 55571957 | 54865361 | 56229243 | 52863976 | 51849621 | 52667367 | 50058772 | 53159672 | 50006449 | 49099117 | 47617084
Oklahoma | Net interstate trade | 14157654 | 15743910 | 15919450 | 16672891 | 8294365 | 11868122 | 9517361 | 3323221 | 8388375 | 13438509 | 9813779 | 9245872 | 15623353 | 14384521 | 11852128 | 9522846 | 8747950 | 3537430 | 4479535 | 4101134 | 282207 | 4050 | 2316335 | 2730208 | 3041059 | 3220956 | 6074237 | 3913335 | 7493656 | 6943157 | 4963868 | -537952
Oklahoma | Net trade index (ratio) | 1.21 | 1.24 | 1.23 | 1.24 | 1.13 | 1.18 | 1.14 | 1.05 | 1.13 | 1.21 | 1.15 | 1.15 | 1.26 | 1.23 | 1.19 | 1.16 | 1.15 | 1.06 | 1.08 | 1.07 | 1.01 | 1 | 1.04 | 1.05 | 1.06 | 1.07 | 1.13 | 1.08 | 1.16 | 1.16 | 1.11 | 0.99
Oklahoma | Facility Direct Sales are electricity sales from non utility power producers which reported electricity sales to an ultimate customer. Net Interstate Trade = Total Supply - (Total Electric Industry Sales + Direct Use + Total International Exports (if applies) + Estimated Losses). Net Trade Index is the sum of Total Supply / (Total Disposition - Net Interstate Trade). A negative Net Interstate Trade value indicates a net import of electric power. Notes: Totals may not equal sum of components because of independent rounding. Estimated Losses are reported at the utility level, and then allocated to States based on the utility`s salesto ultimate customers by State. Reported losses may include electricity unaccounted for by the utility. Direct use is commercial or industrial use of electricity that (1) is self-generated (2) is produced by either the same entity that consumes the power or an affiliate,and (3) is used in direct support of a service or industrial process located within the same facility or group of facilities that houses the generating equipment. Direct use is exclusive of station use. Beginning with publication year 2010, Total disposition has been reorganized to include Net Interstate Trade. Therefore, Total Disposition equals Total Supply. Sources: U.S. Energy Information Administration, Form EIA-923, Power Plant Operations Report and predecessor forms. U.S. Energy Information Administration,Form EIA-860, Annual Electric Generator Report. U.S. Energy Information Administration, Form EIA-861, Annual Electric Power Industry Report. Form EIA-111, Quarterly Imports and Exports Report. | 0 0: 0
Oklahoma | Table 10. Supply and disposition of electricity, 1990 through 2020 | 0 | Column2 | Column3 | Column4 | Column5 | Column6 | Column7 | Column8 | Column9 | Column10 | Column11 | Column12 | Column13 | Column14 | Column15 | Column16 | Column17 | Column18 | Column19 | Column20 | Column21 | Column22 | Column23 | Column24 | Column25 | Column26 | Column27 | Column28 | Column29 | Column30 | Column31 | Column32
| Oregon | 0 0: 0
Oregon | megawatthours | 0 0: 0
Oregon | Category | 0 | Year 2020 | Year 2019 | Year 2018 | Year 2017 | Year 2016 | Year 2015 | Year 2014 | Year 2013 | Year 2012 | Year 2011 | Year 2010 | Year 2009 | Year 2008 | Year 2007 | Year 2006 | Year 2005 | Year 2004 | Year 2003 | Year 2002 | Year 2001 | Year 2000 | Year 1999 | Year 1998 | Year 1997 | Year 1996 | Year 1995 | Year 1994 | Year 1993 | Year 1992 | Year 1991 | Year 1990
Oregon | Supply | 0 0: 0
Oregon | Generation | 0 0: 0
Oregon | ..Electric utilities | 46125447 | 44678566 | 44038392 | 47020281 | 48764549 | 45096169 | 41305761 | 44565239 | 43254167 | 47144491 | 48984868 | 41142684 | 42703218 | 44590530 | 43202516 | 43068822 | 37407039 | 39092958 | 38577937 | 39731986 | 38059649 | 46059938 | 51698318 | 46352310 | 49068279 | 47883913 | 44031261 | 37490089 | 40743085 | 41220343 | 46298021 | 49171999
Oregon | ..Independent power producers | 11281554.75 | 13217784 | 11370389 | 11286428 | 9251618 | 10030352 | 10683030 | 10213307 | 10562552 | 8591225 | 5827218 | 6952755 | 6620706 | 5800971 | 4268893 | 4054891 | 4492799 | 4800813 | 4002974 | 717656 | 466985 | 495690 | 582535 | 510311 | 511235 | 457118 | 429217 | 399364 | 426802 | 334795 | 330167 | 369817
Oregon | ..Combined heat and power, electric | 5109321.25 | 5091608 | 6207746 | 5123590 | 4014341 | 4406200 | 5124703 | 4541093 | 5385568 | 4510781 | 4361189 | 6420563 | 6385776 | 6952104 | 6181357 | 4831305 | 5946919 | 5891122 | 5358132 | 5842112 | 5674672 | 4464196 | 3915583 | 3686437 | 2166348 | 2031852 | 275861 | 275838 | 326465 | 299540 | 324283 | 250427
Oregon | Electric power sector generation subtotal | 62516323 | 62987958 | 61616526 | 63430299 | 62030509 | 59532721 | 57113494 | 59319639 | 59202287 | 60246497 | 59173274 | 54516002 | 55709700 | 57343605 | 53652765 | 51955018 | 47846757 | 49784893 | 47939043 | 46291754 | 44201306 | 51019824 | 56196436 | 50549058 | 51745862 | 50372883 | 44736339 | 38165291 | 41496352 | 41854678 | 46952471 | 49792242
Oregon | ..Combined heat and power, commercial | 74419.25 | 80086 | 71441 | 73926 | 72224 | 70436 | 77670 | 97158 | 98414 | 72787 | 62648 | 20963 | 18371 | 26466 | 17160 | 3966 | 5098 | 5777 | 8875 | 5804 | 13301 | 5882 | 6303 | 5135 | 6959 | 4746 | 1014 | 0 | 66408 | 59971 | 67238 | 63340
Oregon | ..Combined heat and power, industrial | 586874.75 | 556738 | 570411 | 609335 | 611015 | 578855 | 675371 | 703110 | 594813 | 613446 | 459242 | 590034 | 962785 | 1348367 | 1407868 | 1381711 | 1473147 | 1590608 | 1018221 | 801810 | 837303 | 764268 | 645608 | 594290 | 660034 | 634143 | 528200 | 275522 | 346824 | 430725 | 425182 | 516654
Oregon | Industrial and commercial generation subtotal | 661294 | 636824 | 641852 | 683261 | 683239 | 649292 | 753041 | 800268 | 693228 | 686233 | 521890 | 610997 | 981156 | 1374832 | 1425028 | 1385677 | 1478246 | 1596385 | 1027096 | 807614 | 850604 | 770150 | 651911 | 599426 | 666992 | 638889 | 529214 | 275522 | 413233 | 490696 | 492420 | 579994
Oregon | Total net generation | 63177616.75 | 63624782 | 62258378 | 64113560 | 62713747 | 60182013 | 57866535 | 60119907 | 59895515 | 60932730 | 59695164 | 55126999 | 56690856 | 58718438 | 55077794 | 53340695 | 49325003 | 51381278 | 48966139 | 47099368 | 45051910 | 51789974 | 56848346 | 51148484 | 52412854 | 51011773 | 45265553 | 38440813 | 41909585 | 42345374 | 47444891 | 50372237
Oregon | Total international imports | 418441.75 | 0 | 0 | 544195 | 1129572 | 956379 | 2369684 | 361403 | 375509 | 921763 | 705598 | 434687 | 761137 | 596545 | 1441177 | 456148 | 521488 | 2522683 | 284379 | 1477034 | 150777 | 180363 | 477320 | 704403 | 772502 | 2773722 | 827764 | 1066362 | 1081483 | 870479 | 1322963 | 852459
Oregon | Net interstate imports | 0 | 0 | 0 | 0 | 0 | 0 | 0 | 0 | 0 | 0 | 0 | 0 | 0 | 0 | 0 | 159486 | 2336153 | 0 | 1075634 | 1805454 | 5589859 | 4483116 | 0 | 653056 | 1231575 | 591722 | 5376212 | 10929832 | 7233331 | 5071569 | 122678 | 0
Oregon | Total supply | 63596058.5 | 63624782 | 62258378 | 64657755 | 63843319 | 61138392 | 60236219 | 60481310 | 60271024 | 61854493 | 60400762 | 55561686 | 57451993 | 59314983 | 56518971 | 53956329 | 52182644 | 53903961 | 50326152 | 50381856 | 50792546 | 56453453 | 57325666 | 52505943 | 54416931 | 54377217 | 51469529 | 50437007 | 50224399 | 48287422 | 48890532 | 51224696
Oregon | Disposition | 0 0: 0
Oregon | Sales to ultimate customers | 0 0: 0
Oregon | ..Full service providers | 47556094 | 48234702 | 47728372 | 46725458 | 47535844 | 45335947 | 45369896 | 45493070 | 45610192 | 45097314 | 45759936 | 44525865 | 45253624 | 46658795 | 46428423 | 46962026 | 44864641 | 44791028 | 45194730 | 45255173 | 45884830 | 50330414 | 46996366 | 45082707 | 47602798 | 47184912 | 45725307 | 44970742 | 44577902 | 42910176 | 43650751 | 42977443
Oregon | ..Energy-only providers | 2632458.5 | 2778443 | 2672166 | 2594118 | 2485107 | 2012115 | 1894078 | 1841883 | 1972418 | 1591542 | 1411510 | 1500080 | 2311843 | 2518124 | 2268542 | 1107239 | 1554604 | 845420 | 0 | 0 | 0 | 0 | 547341 | 1823954 | 949493 | 1224598 | 0 | 0 | 0 | 0 | 0 | 0
Oregon | ..Facility direct sales | 9802.25 | 6168 | 3848 | 6328 | 22865 | 1288 | 0 | 0 | 58368 | 0 | 0 | 0 | 1430 | 10558 | 0 | 0 | 0 | 0 | 0 | 0 | 0 | 0 | 0 | 0 | 0 | 0 | 0 | 0 | 0 | 0 | 0 | 0
Oregon | Total electric industry sales | 50198354.75 | 51019313 | 50404386 | 49325904 | 50043816 | 47349350 | 47263974 | 47334953 | 47640978 | 46688856 | 47171446 | 46025945 | 47566897 | 49187477 | 48696965 | 48069265 | 46419245 | 45636448 | 45194730 | 45255173 | 45884830 | 50330414 | 47543707 | 46906661 | 48552291 | 48409510 | 45725307 | 44970742 | 44577902 | 42910176 | 43650751 | 42977443
Oregon | Direct use | 499502.75 | 492135 | 509113 | 503543 | 493220 | 523107 | 627291 | 684481 | 589349 | 633264 | 522723 | 530183 | 948298 | 1459427 | 1328967 | 1418985 | 1266286 | 691393 | 690673 | 682012 | 667502 | 768640 | 670217 | 627227 | 683815 | 671969 | 543945 | 290105 | 384707 | 434536 | 435026 | 505414
Oregon | Total international exports | 53708.75 | 0 | 0 | 109987 | 104848 | 128991 | 282239 | 206281 | 316652 | 455353 | 422084 | 215906 | 472199 | 272439 | 207157 | 470073 | 445386 | 77434 | 6145 | 8671 | 11171 | 27013 | 167483 | 113109 | 0 | 0 | 0 | 0 | 0 | 0 | 0 | 0
Oregon | Estimated losses | 2710256 | 2841483 | 2733122 | 2544114 | 2722305 | 2471214 | 2357217 | 2464728 | 2559256 | 2528386 | 2914895 | 2843380 | 3027986 | 3133266 | 3082151 | 3116757 | 3102465 | 3344056 | 3318564 | 3394574 | 3588353 | 3914864 | 3729905 | 3335425 | 3660694 | 3757628 | 3489995 | 3416262 | 3567732 | 3392212 | 3351714 | 3262881
Oregon | Unaccounted | 141608 | -114332 | 76815 | 271016 | 332933 | 576172 | 723164 | 612556 | 718677 | 798396 | 298834 | 403867 | 428790 | 642354 | 776114 | 0 | 0 | 0 | 0 | 0 | 0 | 0 | 0 | 0 | 0 | 0 | 0 | 0 | 0 | 0 | 0 | 0
Oregon | Net interstate exports | 9992628.25 | 9386183 | 8534942 | 11903191 | 10146197 | 10089558 | 8982333 | 9178311 | 8446112 | 10750238 | 9070780 | 5542405 | 5007823 | 4620019 | 2427616 | 0 | 0 | 2591680 | 0 | 0 | 0 | 0 | 3702055 | 0 | 0 | 0 | 0 | 0 | 0 | 0 | 0 | 3077931
Oregon | Total disposition | 63596058.5 | 63624782 | 62258378 | 64657755 | 63843319 | 61138392 | 60236219 | 60481310 | 60271024 | 61854493 | 60400762 | 55561686 | 57451993 | 59314983 | 56518971 | 53956329 | 52182644 | 53903961 | 50326152 | 50381856 | 50792546 | 56453453 | 57325666 | 52505943 | 54416931 | 54377217 | 51469529 | 50437007 | 50224399 | 48287422 | 48890532 | 51224696
Oregon | Net interstate trade | 9992628.25 | 9386183 | 8534942 | 11903191 | 10146197 | 10089558 | 8982333 | 9178311 | 8446112 | 10750238 | 9070780 | 5542405 | 5007823 | 4620019 | 2427616 | -159486 | -2336153 | 2591680 | -1075634 | -1805454 | -5589859 | -4483116 | 3702055 | -653056 | -1231575 | -591722 | -5376212 | -10929832 | -7233331 | -5071569 | -122678 | 3077931
Oregon | Net trade index (ratio) | 1.1875 | 1.17 | 1.16 | 1.23 | 1.19 | 1.2 | 1.18 | 1.18 | 1.16 | 1.21 | 1.18 | 1.11 | 1.1 | 1.08 | 1.04 | 1 | 0.96 | 1.05 | 0.98 | 0.96 | 0.89 | 0.92 | 1.07 | 0.99 | 0.98 | 0.99 | 0.9 | 0.78 | 0.86 | 0.89 | 1 | 1.06
Oregon | Facility Direct Sales are electricity sales from non utility power producers which reported electricity sales to an ultimate customer. Net Interstate Trade = Total Supply - (Total Electric Industry Sales + Direct Use + Total International Exports (if applies) + Estimated Losses). Net Trade Index is the sum of Total Supply / (Total Disposition - Net Interstate Trade). A negative Net Interstate Trade value indicates a net import of electric power. Notes: Totals may not equal sum of components because of independent rounding. Estimated Losses are reported at the utility level, and then allocated to States based on the utility`s salesto ultimate customers by State. Reported losses may include electricity unaccounted for by the utility. Direct use is commercial or industrial use of electricity that (1) is self-generated (2) is produced by either the same entity that consumes the power or an affiliate,and (3) is used in direct support of a service or industrial process located within the same facility or group of facilities that houses the generating equipment. Direct use is exclusive of station use. Beginning with publication year 2010, Total disposition has been reorganized to include Net Interstate Trade. Therefore, Total Disposition equals Total Supply. Sources: U.S. Energy Information Administration, Form EIA-923, Power Plant Operations Report and predecessor forms. U.S. Energy Information Administration,Form EIA-860, Annual Electric Generator Report. U.S. Energy Information Administration, Form EIA-861, Annual Electric Power Industry Report. Form EIA-111, Quarterly Imports and Exports Report. | 0 0: 0
Oregon | Table 10. Supply and disposition of electricity, 1990 through 2020 | 0 | Column2 | Column3 | Column4 | Column5 | Column6 | Column7 | Column8 | Column9 | Column10 | Column11 | Column12 | Column13 | Column14 | Column15 | Column16 | Column17 | Column18 | Column19 | Column20 | Column21 | Column22 | Column23 | Column24 | Column25 | Column26 | Column27 | Column28 | Column29 | Column30 | Column31 | Column32
| Pennsylvania | 0 0: 0
Pennsylvania | megawatthours | 0 0: 0
Pennsylvania | Category | 0 | Year 2020 | Year 2019 | Year 2018 | Year 2017 | Year 2016 | Year 2015 | Year 2014 | Year 2013 | Year 2012 | Year 2011 | Year 2010 | Year 2009 | Year 2008 | Year 2007 | Year 2006 | Year 2005 | Year 2004 | Year 2003 | Year 2002 | Year 2001 | Year 2000 | Year 1999 | Year 1998 | Year 1997 | Year 1996 | Year 1995 | Year 1994 | Year 1993 | Year 1992 | Year 1991 | Year 1990
Pennsylvania | Supply | 0 0: 0
Pennsylvania | Generation | 0 0: 0
Pennsylvania | ..Electric utilities | 111175.75 | 91389 | 100130 | 150619 | 102565 | 79998 | 67115 | 90994 | 1105740 | 1037609 | 1760067 | 1086500 | 1159659 | 1224597 | 1077389 | 1311434 | 1058313 | 33900004 | 30099444 | 30537243 | 27633966 | 97075771 | 161595988 | 173903236 | 177166516 | 175022081 | 168941707 | 169029050 | 166200686 | 166034292 | 162366875 | 165682846
Pennsylvania | ..Independent power producers | 210454416.5 | 219235509 | 218346286 | 203742395 | 200493476 | 202500105 | 202294858 | 208057394 | 212505920 | 208732320 | 211465839 | 213653232 | 205083196 | 209081197 | 212667687 | 205075244 | 205815687 | 170336439 | 165678345 | 164018319 | 158605309 | 93923887 | 21629679 | 5231415 | 4741755 | 5190585 | 4161174 | 3330908 | 2839062 | 1891988 | 1157855 | 784435
Pennsylvania | ..Combined heat and power, electric | 8423014.5 | 7866814 | 7617983 | 8391946 | 9815315 | 9362626 | 9001364 | 9451338 | 9942781 | 11044872 | 11200087 | 12168048 | 10277785 | 8978185 | 9033246 | 8853567 | 7628602 | 6675843 | 6773553 | 5718126 | 6170755 | 6557648 | 7107445 | 7732456 | 7238719 | 7300615 | 7128726 | 6588009 | 6691738 | 6302005 | 4726397 | 4586829
Pennsylvania | Electric power sector generation subtotal | 218988606.75 | 227193712 | 226064399 | 212284960 | 210411356 | 211942729 | 211363338 | 217599726 | 223554442 | 220814801 | 224425993 | 226907780 | 216520640 | 219283979 | 222778322 | 215240245 | 214502602 | 210912286 | 202551341 | 200273688 | 192410029 | 197557306 | 190333112 | 186867107 | 189146990 | 187513281 | 180231606 | 178947967 | 175731486 | 174228284 | 168251128 | 171054110
Pennsylvania | ..Combined heat and power, commercial | 383181.25 | 368692 | 398945 | 373025 | 392063 | 262881 | 392125 | 417386 | 354967 | 361657 | 276699 | 256091 | 239448 | 245635 | 384695 | 399631 | 407557 | 414081 | 398926 | 443223 | 404690 | 427992 | 430820 | 433431 | 411496 | 394927 | 384696 | 380927 | 388878 | 400567 | 208107 | 228616
Pennsylvania | ..Combined heat and power, industrial | 2669146.5 | 2580875 | 2531986 | 2727845 | 2835880 | 2860899 | 2816828 | 3041254 | 2876222 | 2243258 | 2612030 | 2588434 | 2736055 | 2821311 | 2925323 | 3171719 | 3180966 | 3332133 | 3399246 | 3605967 | 3761875 | 3702682 | 3764115 | 3890981 | 3904709 | 3964417 | 4835008 | 4749808 | 5093770 | 4776794 | 4303475 | 4340586
Pennsylvania | Industrial and commercial generation subtotal | 3052327.75 | 2949567 | 2930931 | 3100870 | 3227943 | 3123780 | 3208954 | 3458639 | 3231189 | 2604915 | 2888729 | 2844526 | 2975504 | 3066946 | 3310018 | 3571350 | 3588524 | 3746215 | 3798172 | 4049190 | 4166564 | 4130674 | 4194934 | 4324413 | 4316205 | 4359344 | 5219704 | 5130734 | 5482648 | 5177360 | 4511581 | 4569202
Pennsylvania | Total net generation | 222040934.75 | 230143279 | 228995331 | 215385830 | 213639299 | 215066509 | 214572291 | 221058365 | 226785630 | 223419715 | 227314722 | 229752306 | 219496144 | 222350925 | 226088340 | 218811595 | 218091125 | 214658501 | 206349513 | 204322878 | 196576594 | 201687980 | 194528046 | 191191520 | 193463196 | 191872625 | 185451311 | 184078701 | 181214134 | 179405645 | 172762709 | 175623313
Pennsylvania | Total international imports | 22436.25 | 0 | 0 | 56343 | 33402 | 314066 | 566656 | 577901 | 1141975 | 1360342 | 666640 | 768676 | 616423 | 888943 | 157589 | 31796 | 30410 | 86274 | 17906 | 380 | 0 | 0 | 13350 | 10965 | 113818 | 207183 | 22625 | 141341 | 0 | 0 | 0 | 0
Pennsylvania | Net interstate imports | 0 | 0 | 0 | 0 | 0 | 0 | 0 | 0 | 0 | 0 | 0 | 0 | 0 | 0 | 0 | 0 | 0 | 0 | 0 | 0 | 0 | 0 | 0 | 0 | 0 | 0 | 0 | 0 | 0 | 0 | 0 | 0
Pennsylvania | Total supply | 222063371 | 230143279 | 228995331 | 215442173 | 213672701 | 215380575 | 215138947 | 221636266 | 227927605 | 224780057 | 227981362 | 230520982 | 220112567 | 223239868 | 226245929 | 218843391 | 218121535 | 214744775 | 206367419 | 204323258 | 196576594 | 201687980 | 194541396 | 191202485 | 193577014 | 192079808 | 185473936 | 184220042 | 181214134 | 179405645 | 172762709 | 175623313
Pennsylvania | Disposition | 0 0: 0
Pennsylvania | Sales to ultimate customers | 0 0: 0
Pennsylvania | ..Full service providers | 49206719 | 51023267 | 50523010 | 49808523 | 45472076 | 46927424 | 48033853 | 46484296 | 47573806 | 50475950 | 65055790 | 114787417 | 132726219 | 139119036 | 140610065 | 137244377 | 137220957 | 130848050 | 127963731 | 128687762 | 115912666 | 98141900 | 96023410 | 126258034 | 127875288 | 127623026 | 126250597 | 123045049 | 119981494 | 116287618 | 116336998 | 114750659
Pennsylvania | ..Energy-only providers | 95081300 | 88653782 | 95013802 | 99153941 | 97503675 | 98386172 | 98299562 | 100192943 | 98649283 | 94111543 | 83581670 | 34176551 | 11021219 | 11281553 | 10962885 | 8905981 | 11051983 | 12653443 | 12405397 | 11132108 | 19339373 | 35703426 | 32859903 | 3948377 | 201126 | 0 | 0 | 0 | 0 | 0 | 0 | 0
Pennsylvania | ..Facility direct sales | 29192.75 | 43788 | 43571 | 14267 | 15145 | 14087 | 10613 | 10459 | 30674 | 122234 | 119778 | 0 | 0 | 0 | 0 | 0 | 0 | 0 | 0 | 0 | 0 | 0 | 0 | 0 | 0 | 0 | 0 | 0 | 0 | 0 | 0 | 0
Pennsylvania | Total electric industry sales | 144317211.75 | 139720837 | 145580383 | 148976731 | 142990896 | 145327683 | 146344028 | 146687698 | 146253763 | 144709727 | 148757238 | 148963968 | 143747438 | 150400589 | 151572950 | 146150358 | 148272940 | 143501493 | 140369128 | 139819870 | 135252039 | 133845326 | 128883313 | 130206411 | 128076414 | 127623026 | 126250597 | 123045049 | 119981494 | 116287618 | 116336998 | 114750659
Pennsylvania | Direct use | 5171740.5 | 5141430 | 4815514 | 5388503 | 5341515 | 5204017 | 4327783 | 4854464 | 4847618 | 3698506 | 2873888 | 2783710 | 2857324 | 4460442 | 2324383 | 2872473 | 3287425 | 4483086 | 4478416 | 4422262 | 4328175 | 4664603 | 4288063 | 4444106 | 4490246 | 4732596 | 4978952 | 4885098 | 4616387 | 4364273 | 3692195 | 3739464
Pennsylvania | Total international exports | 3347 | 0 | 0 | 12341 | 1047 | 4943 | 30907 | 23640 | 33312 | 20874 | 231396 | 347966 | 445954 | 356263 | 95607 | 126611 | 316538 | 262799 | 102811 | 96160 | 0 | 0 | 29760 | 174823 | 500 | 7850 | 6900 | 0 | 0 | 0 | 0 | 0
Pennsylvania | Estimated losses | 7784483.25 | 7781649 | 7893934 | 7683870 | 7778480 | 7584809 | 7298680 | 7638019 | 7856699 | 7836605 | 9192250 | 9202661 | 9150592 | 9580591 | 9593427 | 9476224 | 9909931 | 10515215 | 10307042 | 10487836 | 10577178 | 10410927 | 10111170 | 9258678 | 9656570 | 9906315 | 9636107 | 9347281 | 9602557 | 9192976 | 8932913 | 8711961
Pennsylvania | Unaccounted | 419646.5 | -313108 | 221861 | 818538 | 951295 | 1768424 | 2239142 | 1898268 | 2206277 | 2474588 | 942386 | 1307124 | 1295806 | 1964127 | 2415714 | 0 | 0 | 0 | 0 | 0 | 0 | 0 | 0 | 0 | 0 | 0 | 0 | 0 | 0 | 0 | 0 | 0
Pennsylvania | Net interstate exports | 64366941.75 | 77812471 | 70483639 | 52562189 | 56609468 | 55490700 | 54898407 | 60534177 | 66729936 | 66039758 | 65984204 | 67915553 | 62615453 | 56477855 | 60243848 | 56097982 | 52545952 | 53374292 | 49974683 | 48592359 | 46888935 | 51628652 | 49598244 | 45589687 | 50027029 | 48713174 | 43352789 | 46214573 | 46031503 | 48542382 | 42458225 | 47068059
Pennsylvania | Total disposition | 222063371 | 230143279 | 228995331 | 215442173 | 213672701 | 215380575 | 215138947 | 221636266 | 227927605 | 224780057 | 227981362 | 230520982 | 220112567 | 223239868 | 226245929 | 218843391 | 218121535 | 214744775 | 206367419 | 204323258 | 196576594 | 201687980 | 194541396 | 191202485 | 193577014 | 192079808 | 185473936 | 184220042 | 181214134 | 179405645 | 172762709 | 175623313
Pennsylvania | Net interstate trade | 64366941.75 | 77812471 | 70483639 | 52562189 | 56609468 | 55490700 | 54898407 | 60534177 | 66729936 | 66039758 | 65984204 | 67915553 | 62615453 | 56477855 | 60243848 | 56097982 | 52545952 | 53374292 | 49974683 | 48592359 | 46888935 | 51628652 | 49598244 | 45589687 | 50027029 | 48713174 | 43352789 | 46214573 | 46031503 | 48542382 | 42458225 | 47068059
Pennsylvania | Net trade index (ratio) | 1.4075 | 1.51 | 1.44 | 1.32 | 1.36 | 1.35 | 1.34 | 1.38 | 1.41 | 1.42 | 1.41 | 1.42 | 1.4 | 1.34 | 1.36 | 1.34 | 1.32 | 1.33 | 1.32 | 1.31 | 1.31 | 1.34 | 1.34 | 1.31 | 1.35 | 1.34 | 1.31 | 1.33 | 1.34 | 1.37 | 1.33 | 1.37
Pennsylvania | Facility Direct Sales are electricity sales from non utility power producers which reported electricity sales to an ultimate customer. Net Interstate Trade = Total Supply - (Total Electric Industry Sales + Direct Use + Total International Exports (if applies) + Estimated Losses). Net Trade Index is the sum of Total Supply / (Total Disposition - Net Interstate Trade). A negative Net Interstate Trade value indicates a net import of electric power. Notes: Totals may not equal sum of components because of independent rounding. Estimated Losses are reported at the utility level, and then allocated to States based on the utility`s salesto ultimate customers by State. Reported losses may include electricity unaccounted for by the utility. Direct use is commercial or industrial use of electricity that (1) is self-generated (2) is produced by either the same entity that consumes the power or an affiliate,and (3) is used in direct support of a service or industrial process located within the same facility or group of facilities that houses the generating equipment. Direct use is exclusive of station use. Beginning with publication year 2010, Total disposition has been reorganized to include Net Interstate Trade. Therefore, Total Disposition equals Total Supply. Sources: U.S. Energy Information Administration, Form EIA-923, Power Plant Operations Report and predecessor forms. U.S. Energy Information Administration,Form EIA-860, Annual Electric Generator Report. U.S. Energy Information Administration, Form EIA-861, Annual Electric Power Industry Report. Form EIA-111, Quarterly Imports and Exports Report. | 0 0: 0
Pennsylvania | Table 10. Supply and disposition of electricity, 1990 through 2020 | 0 | Column2 | Column3 | Column4 | Column5 | Column6 | Column7 | Column8 | Column9 | Column10 | Column11 | Column12 | Column13 | Column14 | Column15 | Column16 | Column17 | Column18 | Column19 | Column20 | Column21 | Column22 | Column23 | Column24 | Column25 | Column26 | Column27 | Column28 | Column29 | Column30 | Column31 | Column32
| Rhode Island | 0 0: 0
Rhode Island | megawatthours | 0 0: 0
Rhode Island | Category | 0 | Year 2020 | Year 2019 | Year 2018 | Year 2017 | Year 2016 | Year 2015 | Year 2014 | Year 2013 | Year 2012 | Year 2011 | Year 2010 | Year 2009 | Year 2008 | Year 2007 | Year 2006 | Year 2005 | Year 2004 | Year 2003 | Year 2002 | Year 2001 | Year 2000 | Year 1999 | Year 1998 | Year 1997 | Year 1996 | Year 1995 | Year 1994 | Year 1993 | Year 1992 | Year 1991 | Year 1990
Rhode Island | Supply | 0 0: 0
Rhode Island | Generation | 0 0: 0
Rhode Island | ..Electric utilities | 777.5 | 4 | 83 | 44 | 2979 | 12560 | 11539 | 10670 | 10659 | 10552 | 10473 | 10827 | 10612 | 10612 | 11075 | 11008 | 10805 | 12402 | 11771 | 11836 | 0 | 10823 | 9436 | 2061351 | 3562833 | 3301111 | 653076 | 68641 | 53740 | 109308 | 171457 | 591756
Rhode Island | ..Independent power producers | 7924512.25 | 8695833 | 7421300 | 8170441 | 7410475 | 6494407 | 6854141 | 6203493 | 6182246 | 8246178 | 8664046 | 7696347 | 7633479 | 7323912 | 6988706 | 5875320 | 5957253 | 4891401 | 5557231 | 6927232 | 6990151 | 5406284 | 5843285 | 5028448 | 3551611 | 3963616 | 3309521 | 4191415 | 4037418 | 4314937 | 2403265 | 50168
Rhode Island | ..Combined heat and power, electric | 0 | 0 | 0 | 0 | 0 | 0 | 0 | 0 | 0 | 0 | 0 | 0 | 0 | 0 | 0 | 17876 | 18456 | 0 | 9295 | 71000 | 459334 | 505560 | 472964 | 518320 | 539135 | 379130 | 447324 | 399567 | 502446 | 291388 | 292461 | 422234
Rhode Island | Electric power sector generation subtotal | 7925289.75 | 8695837 | 7421383 | 8170485 | 7413454 | 6506967 | 6865680 | 6214163 | 6192905 | 8256730 | 8674519 | 7707174 | 7644091 | 7334524 | 6999781 | 5904204 | 5986514 | 4903803 | 5578297 | 7010068 | 7449485 | 5922667 | 6325685 | 7608119 | 7653579 | 7643857 | 4409921 | 4659623 | 4593604 | 4715633 | 2867183 | 1064158
Rhode Island | ..Combined heat and power, commercial | 57934 | 57243 | 57472 | 58571 | 58450 | 57918 | 73339 | 67586 | 53901 | 52306 | 47754 | 31545 | 52733 | 52742 | 49238 | 62059 | 64735 | 33220 | 42845 | 46694 | 50007 | 46566 | 48832 | 51290 | 51372 | 59719 | 56799 | 52086 | 52129 | 50008 | 39071 | 43158
Rhode Island | ..Combined heat and power, industrial | 144161.5 | 141860 | 145548 | 146201 | 143037 | 0 | 0 | 0 | 0 | 0 | 0 | 0 | 0 | 0 | 825 | 1461 | 2045 | 2397 | 2 | 3 | 2402 | 2311 | 2364 | 15102 | 4602 | 16459 | 21492 | 21212 | 19563 | 19563 | 19563 | 0
Rhode Island | Industrial and commercial generation subtotal | 202095.5 | 199103 | 203020 | 204772 | 201487 | 57918 | 73339 | 67586 | 53901 | 52306 | 47754 | 31545 | 52733 | 52742 | 50063 | 63520 | 66780 | 35616 | 42847 | 46697 | 52409 | 48877 | 51196 | 66393 | 55975 | 76178 | 78291 | 73298 | 71692 | 69571 | 58634 | 43158
Rhode Island | Total net generation | 8127385.25 | 8894940 | 7624403 | 8375257 | 7614941 | 6564885 | 6939019 | 6281748 | 6246807 | 8309036 | 8722273 | 7738719 | 7696824 | 7387266 | 7049844 | 5967725 | 6053294 | 4939420 | 5621145 | 7056765 | 7501894 | 5971544 | 6376881 | 7674512 | 7709554 | 7720035 | 4488212 | 4732921 | 4665296 | 4785204 | 2925818 | 1107316
Rhode Island | Total international imports | 83938.75 | 0 | 0 | 139484 | 196271 | 142067 | 162651 | 174739 | 152551 | 0 | 608045 | 500124 | 786718 | 654095 | 556271 | 408691 | 407347 | 321929 | 144186 | 325649 | 765675 | 1947179 | 1934370 | 1765571 | 1699344 | 1325287 | 1276159 | 1179296 | 1075758 | 902319 | 537158 | 36686
Rhode Island | Net interstate imports | 146233.75 | 0 | 349334 | 0 | 235601 | 1365930 | 1097908 | 1711876 | 1935555 | 5744 | 0 | 207115 | 0 | 488422 | 1237631 | 2390504 | 2563578 | 3613858 | 2953885 | 1033293 | 0 | 628975 | 0 | 0 | 0 | 0 | 1704929 | 1458500 | 1637013 | 1506170 | 3708699 | 6047030
Rhode Island | Total supply | 8357557.75 | 8894940 | 7973737 | 8514741 | 8046813 | 8072882 | 8199578 | 8168363 | 8334913 | 8314780 | 9330318 | 8445958 | 8483542 | 8529783 | 8843746 | 8766920 | 9024219 | 8875207 | 8719216 | 8415707 | 8267569 | 8547698 | 8311251 | 9440083 | 9408898 | 9045322 | 7469300 | 7370717 | 7378067 | 7193693 | 7171675 | 7191032
Rhode Island | Disposition | 0 0: 0
Rhode Island | Sales to ultimate customers | 0 0: 0
Rhode Island | ..Full service providers | 4032997.75 | 4067070 | 4020565 | 4108150 | 3936206 | 4023584 | 4560273 | 5074465 | 5142158 | 5015643 | 5265323 | 5351848 | 5677262 | 6723283 | 6871049 | 6770572 | 7160386 | 7043336 | 7096649 | 6633124 | 6447652 | 7120315 | 6654512 | 6868343 | 6693261 | 6604198 | 6635677 | 6571846 | 6548438 | 6392560 | 6403046 | 6418978
Rhode Island | ..Energy-only providers | 3374855.5 | 3251194 | 3326922 | 3473573 | 3447733 | 3500686 | 3104445 | 2568639 | 2638964 | 2692691 | 2467097 | 2447379 | 1940367 | 1095311 | 1141973 | 1028554 | 888726 | 844239 | 699977 | 927575 | 945265 | 181021 | 495561 | 19287 | 51247 | 0 | 0 | 0 | 0 | 0 | 0 | 0
Rhode Island | ..Facility direct sales | 9513.25 | 33277 | 2428 | 1616 | 732 | 0 | 0 | 0 | 0 | 0 | 0 | 0 | 0 | 0 | 0 | 0 | 0 | 0 | 0 | 0 | 0 | 0 | 0 | 0 | 0 | 0 | 0 | 0 | 0 | 0 | 0 | 0
Rhode Island | Total electric industry sales | 7417366.5 | 7351541 | 7349915 | 7583339 | 7384671 | 7524270 | 7664718 | 7643104 | 7781122 | 7708334 | 7732420 | 7799227 | 7617629 | 7818594 | 8013022 | 7799126 | 8049112 | 7887575 | 7796626 | 7560699 | 7392917 | 7301336 | 7150073 | 6887630 | 6744508 | 6604198 | 6635677 | 6571846 | 6548438 | 6392560 | 6403046 | 6418978
Rhode Island | Direct use | 212039 | 209258 | 214080 | 213519 | 211299 | 64352 | 35320 | 28310 | 18283 | 57194 | 17765 | 53446 | 56778 | 59177 | 57705 | 66119 | 69478 | 65036 | 64968 | 64153 | 62788 | 59263 | 61021 | 74062 | 59934 | 83420 | 94414 | 90364 | 219851 | 120886 | 74056 | 52582
Rhode Island | Total international exports | 0.25 | 0 | 0 | 1 | 0 | 1 | 0 | 65 | 128 | 0 | 621 | 43030 | 50790 | 51858 | 138146 | 89064 | 53112 | 20087 | 38473 | 0 | 0 | 362070 | 21 | 6239 | 0 | 0 | 0 | 0 | 0 | 0 | 0 | 0
Rhode Island | Estimated losses | 400206.5 | 409439 | 398541 | 391131 | 401715 | 392700 | 382266 | 397976 | 417999 | 417437 | 477814 | 481819 | 484919 | 498048 | 507164 | 505687 | 537968 | 577970 | 572492 | 567125 | 578152 | 567922 | 560938 | 489764 | 508515 | 512629 | 506470 | 499239 | 524096 | 505356 | 491657 | 487334
Rhode Island | Unaccounted | 21380.5 | -16474 | 11201 | 41666 | 49129 | 91559 | 117274 | 98909 | 117380 | 131815 | 48985 | 68436 | 68669 | 102105 | 127709 | 0 | 0 | 0 | 0 | 0 | 0 | 0 | 0 | 0 | 0 | 0 | 0 | 0 | 0 | 0 | 0 | 0
Rhode Island | Net interstate exports | 306565.5 | 941177 | 0 | 285085 | 0 | 0 | 0 | 0 | 0 | 0 | 1052712 | 0 | 204758 | 0 | 0 | 0 | 0 | 0 | 0 | 0 | 85770 | 0 | 272035 | 1740659 | 1849752 | 1626994 | 0 | 0 | 0 | 0 | 0 | 0
Rhode Island | Total disposition | 8357557.75 | 8894940 | 7973737 | 8514741 | 8046813 | 8072882 | 8199578 | 8168363 | 8334913 | 8314780 | 9330318 | 8445958 | 8483542 | 8529783 | 8843746 | 8766920 | 9024219 | 8875207 | 8719216 | 8415707 | 8267569 | 8547698 | 8311251 | 9440083 | 9408898 | 9045322 | 7469300 | 7370717 | 7378067 | 7193693 | 7171675 | 7191032
Rhode Island | Net interstate trade | 160331.75 | 941177 | -349334 | 285085 | -235601 | -1365930 | -1097908 | -1711876 | -1935555 | -5744 | 1052712 | -207115 | 204758 | -488422 | -1237631 | -2390504 | -2563578 | -3613858 | -2953885 | -1033293 | 85770 | -628975 | 272035 | 1740659 | 1849752 | 1626994 | -1704929 | -1458500 | -1637013 | -1506170 | -3708699 | -6047030
Rhode Island | Net trade index (ratio) | 1.02 | 1.12 | 0.96 | 1.03 | 0.97 | 0.83 | 0.87 | 0.79 | 0.77 | 1 | 1.13 | 0.98 | 1.02 | 0.94 | 0.86 | 0.73 | 0.72 | 0.59 | 0.66 | 0.88 | 1.01 | 0.93 | 1.03 | 1.23 | 1.24 | 1.22 | 0.77 | 0.8 | 0.78 | 0.79 | 0.48 | 0.16
Rhode Island | Facility Direct Sales are electricity sales from non utility power producers which reported electricity sales to an ultimate customer. Net Interstate Trade = Total Supply - (Total Electric Industry Sales + Direct Use + Total International Exports (if applies) + Estimated Losses). Net Trade Index is the sum of Total Supply / (Total Disposition - Net Interstate Trade). A negative Net Interstate Trade value indicates a net import of electric power. Notes: Totals may not equal sum of components because of independent rounding. Estimated Losses are reported at the utility level, and then allocated to States based on the utility`s salesto ultimate customers by State. Reported losses may include electricity unaccounted for by the utility. Direct use is commercial or industrial use of electricity that (1) is self-generated (2) is produced by either the same entity that consumes the power or an affiliate,and (3) is used in direct support of a service or industrial process located within the same facility or group of facilities that houses the generating equipment. Direct use is exclusive of station use. Beginning with publication year 2010, Total disposition has been reorganized to include Net Interstate Trade. Therefore, Total Disposition equals Total Supply. Sources: U.S. Energy Information Administration, Form EIA-923, Power Plant Operations Report and predecessor forms. U.S. Energy Information Administration,Form EIA-860, Annual Electric Generator Report. U.S. Energy Information Administration, Form EIA-861, Annual Electric Power Industry Report. Form EIA-111, Quarterly Imports and Exports Report. | 0 0: 0
Rhode Island | Table 10. Supply and disposition of electricity, 1990 through 2020 | 0 | Column2 | Column3 | Column4 | Column5 | Column6 | Column7 | Column8 | Column9 | Column10 | Column11 | Column12 | Column13 | Column14 | Column15 | Column16 | Column17 | Column18 | Column19 | Column20 | Column21 | Column22 | Column23 | Column24 | Column25 | Column26 | Column27 | Column28 | Column29 | Column30 | Column31 | Column32
| South Carolina | 0 0: 0
South Carolina | megawatthours | 0 0: 0
South Carolina | Category | 0 | Year 2020 | Year 2019 | Year 2018 | Year 2017 | Year 2016 | Year 2015 | Year 2014 | Year 2013 | Year 2012 | Year 2011 | Year 2010 | Year 2009 | Year 2008 | Year 2007 | Year 2006 | Year 2005 | Year 2004 | Year 2003 | Year 2002 | Year 2001 | Year 2000 | Year 1999 | Year 1998 | Year 1997 | Year 1996 | Year 1995 | Year 1994 | Year 1993 | Year 1992 | Year 1991 | Year 1990
South Carolina | Supply | 0 0: 0
South Carolina | Generation | 0 0: 0
South Carolina | ..Electric utilities | 92859224.75 | 93610557 | 95689493 | 94057567 | 88079282 | 91590980 | 92411853 | 93547004 | 91795732 | 92821769 | 99328278 | 100610887 | 97336653 | 97921204 | 99997011 | 95872763 | 99104373 | 94406828 | 91544429 | 93689257 | 86734778 | 90421081 | 87347364 | 84396897 | 78374450 | 76325556 | 78439814 | 74193685 | 75588386 | 71478648 | 69837984 | 69259815
South Carolina | ..Independent power producers | 1993266 | 2454541 | 1683807 | 2985409 | 849307 | 1649642 | 1092297 | 726334 | 516429 | 1147096 | 805846 | 1033907 | 429575 | 752524 | 770890 | 729981 | 734879 | 485709 | 278367 | 632868 | 497171 | 179172 | 39575 | 63652 | 54569 | 52165 | 61461 | 64305 | 57585 | 62597 | 37661 | 60392
South Carolina | ..Combined heat and power, electric | 1250459 | 851720 | 1154384 | 616640 | 2379092 | 1972599 | 1337699 | 983640 | 944382 | 822413 | 785785 | 769683 | 650103 | 505700 | 619373 | 622501 | 595290 | 854836 | 99823 | 415688 | 508632 | 564735 | 627468 | 349393 | 0 | 0 | 0 | 0 | 0 | 0 | 0 | 0
South Carolina | Electric power sector generation subtotal | 96102949.75 | 96916818 | 98527684 | 97659616 | 91307681 | 95213221 | 94841849 | 95256977 | 93256543 | 94791278 | 100919909 | 102414477 | 98416331 | 99179428 | 101387274 | 97225245 | 100434542 | 95747373 | 91922619 | 94737813 | 87740581 | 91164987 | 88014407 | 84809942 | 78429019 | 76377721 | 78501275 | 74257990 | 75645971 | 71541245 | 69875645 | 69320207
South Carolina | ..Combined heat and power, commercial | 2621.5 | 3474 | 2756 | 2602 | 1654 | 2490 | 4059 | 6189 | 8890 | 210 | 58 | 2083 | 40949 | 60298 | 68789 | 83889 | 81898 | 86714 | 55684 | 2222 | 54327 | 67150 | 65164 | 63136 | 67646 | 78342 | 77357 | 75464 | 79918 | 81589 | 76742 | 67043
South Carolina | ..Combined heat and power, industrial | 1664761 | 1608505 | 1577064 | 1701870 | 1771605 | 1770053 | 1686305 | 1895299 | 1984461 | 1964194 | 2052600 | 1736573 | 1668206 | 1738279 | 1946078 | 1958471 | 1998225 | 2105842 | 1794375 | 1823463 | 1364080 | 2114100 | 2153938 | 2373482 | 2331393 | 2312490 | 2335018 | 2609068 | 2448944 | 2547676 | 2227620 | 1975924
South Carolina | Industrial and commercial generation subtotal | 1667382.25 | 1611979 | 1579820 | 1704472 | 1773258 | 1772543 | 1690364 | 1901488 | 1993351 | 1964404 | 2052658 | 1738656 | 1709155 | 1798577 | 2014867 | 2042360 | 2080123 | 2192556 | 1850059 | 1825685 | 1418407 | 2181250 | 2219102 | 2436618 | 2399040 | 2390831 | 2412374 | 2684532 | 2528862 | 2629265 | 2304362 | 2042967
South Carolina | Total net generation | 97770332 | 98528797 | 100107504 | 99364088 | 93080939 | 96985764 | 96532213 | 97158465 | 95249894 | 96755682 | 102972567 | 104153133 | 100125486 | 100978005 | 103402142 | 99267606 | 102514665 | 97939929 | 93772677 | 96563498 | 89158988 | 93346237 | 90233509 | 87246560 | 80828059 | 78768552 | 80913650 | 76942521 | 78174833 | 74170509 | 72180007 | 71363174
South Carolina | Total international imports | 0 | 0 | 0 | 0 | 0 | 0 | 0 | 0 | 0 | 0 | 0 | 0 | 0 | 0 | 0 | 0 | 0 | 0 | 0 | 0 | 0 | 0 | 0 | 0 | 0 | 0 | 0 | 0 | 0 | 0 | 0 | 0
South Carolina | Net interstate imports | 0 | 0 | 0 | 0 | 0 | 0 | 0 | 0 | 0 | 0 | 0 | 0 | 0 | 0 | 0 | 0 | 0 | 0 | 0 | 0 | 0 | 0 | 0 | 0 | 0 | 0 | 0 | 0 | 0 | 0 | 0 | 0
South Carolina | Total supply | 97770332 | 98528797 | 100107504 | 99364088 | 93080939 | 96985764 | 96532213 | 97158465 | 95249894 | 96755682 | 102972567 | 104153133 | 100125486 | 100978005 | 103402142 | 99267606 | 102514665 | 97939929 | 93772677 | 96563498 | 89158988 | 93346237 | 90233509 | 87246560 | 80828059 | 78768552 | 80913650 | 76942521 | 78174833 | 74170509 | 72180007 | 71363174
South Carolina | Disposition | 0 0: 0
South Carolina | Sales to ultimate customers | 0 0: 0
South Carolina | ..Full service providers | 79170172.75 | 76737176 | 80205620 | 81641138 | 78096757 | 79577550 | 81328246 | 81619765 | 78602094 | 77780953 | 80488546 | 82479293 | 76417479 | 80640622 | 81948158 | 80877321 | 81254088 | 79908340 | 77054098 | 77819392 | 74832367 | 77011969 | 73303562 | 72453886 | 68534441 | 67086215 | 65074395 | 61857958 | 61532725 | 58400921 | 57069331 | 55651791
South Carolina | ..Energy-only providers | 0 | 0 | 0 | 0 | 0 | 0 | 0 | 0 | 0 | 0 | 0 | 0 | 0 | 0 | 0 | 0 | 0 | 0 | 0 | 0 | 0 | 0 | 0 | 0 | 0 | 0 | 0 | 0 | 0 | 0 | 0 | 0
South Carolina | ..Facility direct sales | 0 | 0 | 0 | 0 | 0 | 0 | 0 | 0 | 0 | 0 | 0 | 0 | 0 | 9950 | 0 | 0 | 0 | 0 | 0 | 0 | 0 | 0 | 0 | 0 | 0 | 0 | 0 | 0 | 0 | 0 | 0 | 0
South Carolina | Total electric industry sales | 79170172.75 | 76737176 | 80205620 | 81641138 | 78096757 | 79577550 | 81328246 | 81619765 | 78602094 | 77780953 | 80488546 | 82479293 | 76417479 | 80650572 | 81948158 | 80877321 | 81254088 | 79908340 | 77054098 | 77819392 | 74832367 | 77011969 | 73303562 | 72453886 | 68534441 | 67086215 | 65074395 | 61857958 | 61532725 | 58400921 | 57069331 | 55651791
South Carolina | Direct use | 2360587.5 | 2161982 | 2119968 | 2275751 | 2884649 | 2452584 | 2311716 | 2369701 | 2270508 | 2307431 | 2423171 | 2106674 | 1901942 | 1977788 | 1769634 | 1619838 | 1598662 | 2043966 | 2041837 | 2016234 | 1973337 | 1926648 | 1972255 | 2209065 | 2116820 | 2093418 | 2103273 | 2367664 | 2207518 | 2295353 | 2064577 | 1787189
South Carolina | Total international exports | 0 | 0 | 0 | 0 | 0 | 0 | 0 | 0 | 0 | 0 | 0 | 0 | 0 | 0 | 0 | 0 | 0 | 0 | 0 | 0 | 0 | 0 | 0 | 0 | 0 | 0 | 0 | 0 | 0 | 0 | 0 | 0
South Carolina | Estimated losses | 4270520 | 4273821 | 4349060 | 4210858 | 4248341 | 4153238 | 4056120 | 4249936 | 4222476 | 4212147 | 4973680 | 5095386 | 4864540 | 5137481 | 5186702 | 5243994 | 5430677 | 5855363 | 5657938 | 5837203 | 5852150 | 5990243 | 5750820 | 5152029 | 5167287 | 5207346 | 4966819 | 4699122 | 4924689 | 4616813 | 4382057 | 4225128
South Carolina | Unaccounted | 229600 | -171965 | 122231 | 448569 | 519565 | 968341 | 1244366 | 1056232 | 1185734 | 1330082 | 509900 | 723736 | 688862 | 1053240 | 1306060 | 0 | 0 | 0 | 0 | 0 | 0 | 0 | 0 | 0 | 0 | 0 | 0 | 0 | 0 | 0 | 0 | 0
South Carolina | Net interstate exports | 11739451.25 | 15527783 | 13310624 | 10787771 | 7331627 | 9834050 | 7591766 | 7862831 | 8969082 | 11125069 | 14577271 | 13748043 | 16252663 | 12158923 | 13191588 | 9276877 | 11952335 | 8228091 | 7979448 | 9942487 | 6340091 | 7005809 | 7813160 | 6317267 | 4014178 | 3411082 | 7662981 | 7563656 | 8846330 | 8449438 | 8258649 | 9016456
South Carolina | Total disposition | 97770332 | 98528797 | 100107504 | 99364088 | 93080939 | 96985764 | 96532213 | 97158465 | 95249894 | 96755682 | 102972567 | 104153133 | 100125486 | 100978005 | 103402142 | 99267606 | 102514665 | 97939929 | 93772677 | 96563498 | 89158988 | 93346237 | 90233509 | 87246560 | 80828059 | 78768552 | 80913650 | 76942521 | 78174833 | 74170509 | 72180007 | 71363174
South Carolina | Net interstate trade | 11739451.25 | 15527783 | 13310624 | 10787771 | 7331627 | 9834050 | 7591766 | 7862831 | 8969082 | 11125069 | 14577271 | 13748043 | 16252663 | 12158923 | 13191588 | 9276877 | 11952335 | 8228091 | 7979448 | 9942487 | 6340091 | 7005809 | 7813160 | 6317267 | 4014178 | 3411082 | 7662981 | 7563656 | 8846330 | 8449438 | 8258649 | 9016456
South Carolina | Net trade index (ratio) | 1.1375 | 1.19 | 1.15 | 1.12 | 1.09 | 1.11 | 1.09 | 1.09 | 1.1 | 1.13 | 1.16 | 1.15 | 1.19 | 1.14 | 1.15 | 1.1 | 1.13 | 1.09 | 1.09 | 1.11 | 1.08 | 1.08 | 1.09 | 1.08 | 1.05 | 1.05 | 1.1 | 1.11 | 1.13 | 1.13 | 1.13 | 1.14
South Carolina | Facility Direct Sales are electricity sales from non utility power producers which reported electricity sales to an ultimate customer. Net Interstate Trade = Total Supply - (Total Electric Industry Sales + Direct Use + Total International Exports (if applies) + Estimated Losses). Net Trade Index is the sum of Total Supply / (Total Disposition - Net Interstate Trade). A negative Net Interstate Trade value indicates a net import of electric power. Notes: Totals may not equal sum of components because of independent rounding. Estimated Losses are reported at the utility level, and then allocated to States based on the utility`s salesto ultimate customers by State. Reported losses may include electricity unaccounted for by the utility. Direct use is commercial or industrial use of electricity that (1) is self-generated (2) is produced by either the same entity that consumes the power or an affiliate,and (3) is used in direct support of a service or industrial process located within the same facility or group of facilities that houses the generating equipment. Direct use is exclusive of station use. Beginning with publication year 2010, Total disposition has been reorganized to include Net Interstate Trade. Therefore, Total Disposition equals Total Supply. Sources: U.S. Energy Information Administration, Form EIA-923, Power Plant Operations Report and predecessor forms. U.S. Energy Information Administration,Form EIA-860, Annual Electric Generator Report. U.S. Energy Information Administration, Form EIA-861, Annual Electric Power Industry Report. Form EIA-111, Quarterly Imports and Exports Report. | 0 0: 0
South Carolina | Table 10. Supply and disposition of electricity, 1990 through 2020 | 0 | Column2 | Column3 | Column4 | Column5 | Column6 | Column7 | Column8 | Column9 | Column10 | Column11 | Column12 | Column13 | Column14 | Column15 | Column16 | Column17 | Column18 | Column19 | Column20 | Column21 | Column22 | Column23 | Column24 | Column25 | Column26 | Column27 | Column28 | Column29 | Column30 | Column31 | Column32
| South Dakota | 0 0: 0
South Dakota | megawatthours | 0 0: 0
South Dakota | Category | 0 | Year 2020 | Year 2019 | Year 2018 | Year 2017 | Year 2016 | Year 2015 | Year 2014 | Year 2013 | Year 2012 | Year 2011 | Year 2010 | Year 2009 | Year 2008 | Year 2007 | Year 2006 | Year 2005 | Year 2004 | Year 2003 | Year 2002 | Year 2001 | Year 2000 | Year 1999 | Year 1998 | Year 1997 | Year 1996 | Year 1995 | Year 1994 | Year 1993 | Year 1992 | Year 1991 | Year 1990
South Dakota | Supply | 0 0: 0
South Dakota | Generation | 0 0: 0
South Dakota | ..Electric utilities | 10283922 | 9239178 | 12384881 | 10628359 | 8883270 | 8800299 | 7966158 | 9344872 | 8030545 | 9785973 | 9838617 | 8682448 | 7780254 | 6942317 | 5991253 | 6989062 | 6368442 | 7357617 | 7904755 | 7721958 | 7400743 | 9697337 | 10557027 | 9088990 | 12449501 | 10066274 | 8811793 | 7991260 | 5255511 | 6246414 | 6572666 | 6427473
South Dakota | ..Independent power producers | 2756964.5 | 4878060 | 2109330 | 1988021 | 2052447 | 2723871 | 1666851 | 1650343 | 2078317 | 1687424 | 2160244 | 1367164 | 416228 | 140306 | 145352 | 143181 | 152327 | 152597 | 39082 | 0 | 0 | 0 | 0 | 0 | 0 | 0 | 0 | 0 | 0 | 0 | 0 | 0
South Dakota | ..Combined heat and power, electric | 0 | 0 | 0 | 0 | 0 | 0 | 0 | 0 | 0 | 0 | 0 | 0 | 0 | 0 | 0 | 0 | 0 | 0 | 0 | 0 | 0 | 0 | 0 | 0 | 0 | 0 | 0 | 0 | 0 | 0 | 0 | 0
South Dakota | Electric power sector generation subtotal | 13040886.75 | 14117239 | 14494211 | 12616380 | 10935717 | 11524170 | 9633009 | 10995215 | 10108862 | 11473397 | 11998861 | 10049612 | 8196482 | 7082623 | 6136605 | 7132243 | 6520769 | 7510214 | 7943837 | 7721958 | 7400743 | 9697337 | 10557027 | 9088990 | 12449501 | 10066274 | 8811793 | 7991260 | 5255511 | 6246414 | 6572666 | 6427473
South Dakota | ..Combined heat and power, commercial | 11.5 | 13 | 15 | 16 | 2 | 14 | 24 | 25 | 25 | 0 | 25 | 25 | 49 | 49 | 0 | 0 | 0 | 0 | 0 | 0 | 0 | 0 | 0 | 0 | 0 | 0 | 0 | 0 | 0 | 0 | 0 | 0
South Dakota | ..Combined heat and power, industrial | 10427.25 | 29288 | 12421 | 0 | 0 | 0 | 0 | 0 | 0 | 0 | 0 | 0 | 0 | 0 | 0 | 0 | 0 | 0 | 0 | 0 | 0 | 0 | 0 | 0 | 0 | 0 | 0 | 0 | 0 | 0 | 0 | 0
South Dakota | Industrial and commercial generation subtotal | 10438.5 | 29300 | 12436 | 16 | 2 | 14 | 24 | 25 | 25 | 0 | 25 | 25 | 49 | 49 | 0 | 0 | 0 | 0 | 0 | 0 | 0 | 0 | 0 | 0 | 0 | 0 | 0 | 0 | 0 | 0 | 0 | 0
South Dakota | Total net generation | 13051325.25 | 14146539 | 14506647 | 12616396 | 10935719 | 11524184 | 9633033 | 10995240 | 10108887 | 11473397 | 11998886 | 10049636 | 8196531 | 7082672 | 6136605 | 7132243 | 6520769 | 7510214 | 7943837 | 7721958 | 7400743 | 9697337 | 10557027 | 9088990 | 12449501 | 10066274 | 8811793 | 7991260 | 5255511 | 6246414 | 6572666 | 6427473
South Dakota | Total international imports | 0 | 0 | 0 | 0 | 0 | 0 | 0 | 0 | 0 | 0 | 6 | 0 | 264 | 0 | 0 | 0 | 0 | 0 | 0 | 363 | 34 | 12872 | 271124 | 22372 | 78462 | 0 | 0 | 0 | 0 | 0 | 0 | 0
South Dakota | Net interstate imports | 776029.25 | 0 | 0 | 974354 | 2129763 | 1386059 | 3257744 | 2162766 | 2941389 | 1097501 | 477005 | 2108185 | 3613878 | 4734456 | 5306832 | 4057115 | 4414128 | 2834629 | 2165724 | 2225029 | 2146716 | 0 | 0 | 0 | 0 | 0 | 0 | 54761 | 2523730 | 1061140 | 914883 | 668183
South Dakota | Total supply | 13827354.5 | 14146539 | 14506647 | 13590750 | 13065482 | 12910243 | 12890777 | 13158006 | 13050276 | 12570898 | 12475897 | 12157821 | 11810673 | 11817128 | 11443437 | 11189358 | 10934897 | 10344843 | 10109561 | 9947350 | 9547493 | 9710209 | 10828151 | 9111362 | 12527963 | 10066274 | 8811793 | 8046021 | 7779241 | 7307554 | 7487549 | 7095656
South Dakota | Disposition | 0 0: 0
South Dakota | Sales to ultimate customers | 0 0: 0
South Dakota | ..Full service providers | 12683847.25 | 12695845 | 12868931 | 12856938 | 12313675 | 12129530 | 12101979 | 12354726 | 12209799 | 11734210 | 11679600 | 11356149 | 11010118 | 10974086 | 10603301 | 10056387 | 9811017 | 9213844 | 9079990 | 8936801 | 8626999 | 8282740 | 7922354 | 7824031 | 7772548 | 7736162 | 7413542 | 7174054 | 6904707 | 6493846 | 6685140 | 6333893
South Dakota | ..Energy-only providers | 0 | 0 | 0 | 0 | 0 | 0 | 0 | 0 | 0 | 0 | 0 | 0 | 0 | 0 | 0 | 0 | 0 | 0 | 0 | 0 | 0 | 0 | 0 | 0 | 0 | 0 | 0 | 0 | 0 | 0 | 0 | 0
South Dakota | ..Facility direct sales | 0 | 0 | 0 | 0 | 0 | 0 | 0 | 0 | 0 | 0 | 0 | 0 | 0 | 0 | 0 | 0 | 0 | 0 | 0 | 0 | 0 | 0 | 0 | 0 | 0 | 0 | 0 | 0 | 0 | 0 | 0 | 0
South Dakota | Total electric industry sales | 12683847.25 | 12695845 | 12868931 | 12856938 | 12313675 | 12129530 | 12101979 | 12354726 | 12209799 | 11734210 | 11679600 | 11356149 | 11010118 | 10974086 | 10603301 | 10056387 | 9811017 | 9213844 | 9079990 | 8936801 | 8626999 | 8282740 | 7922354 | 7824031 | 7772548 | 7736162 | 7413542 | 7174054 | 6904707 | 6493846 | 6685140 | 6333893
South Dakota | Direct use | 10581.5 | 29793 | 12452 | 40 | 41 | 61 | 63 | 89 | 382 | 575 | 581 | 467 | 429 | 673 | 0 | 0 | 0 | 0 | 0 | 0 | 0 | 0 | 0 | 0 | 0 | 0 | 0 | 0 | 0 | 0 | 0 | 0
South Dakota | Total international exports | 0 | 0 | 0 | 0 | 0 | 0 | 0 | 0 | 0 | 0 | 0 | 0 | 0 | 0 | 35 | 0 | 150 | 841 | 0 | 0 | 0 | 0 | 44132 | 52309 | 325 | 0 | 0 | 0 | 0 | 0 | 0 | 0
South Dakota | Estimated losses | 684466.25 | 707086 | 697803 | 663131 | 669845 | 633053 | 603567 | 643310 | 655906 | 635454 | 721725 | 701558 | 700876 | 699055 | 671109 | 652045 | 655727 | 675154 | 666727 | 670346 | 674661 | 644259 | 621525 | 556349 | 586026 | 600494 | 565840 | 544986 | 552609 | 513363 | 513317 | 480874
South Dakota | Unaccounted | 35930.75 | -28451 | 19612 | 70641 | 81921 | 147599 | 185167 | 159881 | 184188 | 200659 | 73991 | 99648 | 99250 | 143314 | 168992 | 0 | 0 | 0 | 0 | 0 | 0 | 0 | 0 | 0 | 0 | 0 | 0 | 0 | 0 | 0 | 0 | 0
South Dakota | Net interstate exports | 412528.5 | 742266 | 907848 | 0 | 0 | 0 | 0 | 0 | 0 | 0 | 0 | 0 | 0 | 0 | 0 | 0 | 0 | 0 | 0 | 0 | 0 | 424388 | 1876577 | 320034 | 3816349 | 1376542 | 467019 | 0 | 0 | 0 | 0 | 0
South Dakota | Total disposition | 13827354.5 | 14146539 | 14506647 | 13590750 | 13065482 | 12910243 | 12890777 | 13158006 | 13050276 | 12570898 | 12475897 | 12157821 | 11810673 | 11817128 | 11443437 | 11189358 | 10934897 | 10344843 | 10109561 | 9947350 | 9547493 | 9710209 | 10828151 | 9111362 | 12527963 | 10066274 | 8811793 | 8046021 | 7779241 | 7307554 | 7487549 | 7095656
South Dakota | Net interstate trade | -363500.75 | 742266 | 907848 | -974354 | -2129763 | -1386059 | -3257744 | -2162766 | -2941389 | -1097501 | -477005 | -2108185 | -3613878 | -4734456 | -5306832 | -4057115 | -4414128 | -2834629 | -2165724 | -2225029 | -2146716 | 424388 | 1876577 | 320034 | 3816349 | 1376542 | 467019 | -54761 | -2523730 | -1061140 | -914883 | -668183
South Dakota | Net trade index (ratio) | 0.975 | 1.06 | 1.07 | 0.93 | 0.84 | 0.89 | 0.75 | 0.84 | 0.77 | 0.91 | 0.96 | 0.83 | 0.69 | 0.6 | 0.54 | 0.64 | 0.6 | 0.73 | 0.79 | 0.78 | 0.78 | 1.05 | 1.21 | 1.04 | 1.44 | 1.16 | 1.06 | 0.99 | 0.68 | 0.85 | 0.88 | 0.91
South Dakota | Facility Direct Sales are electricity sales from non utility power producers which reported electricity sales to an ultimate customer. Net Interstate Trade = Total Supply - (Total Electric Industry Sales + Direct Use + Total International Exports (if applies) + Estimated Losses). Net Trade Index is the sum of Total Supply / (Total Disposition - Net Interstate Trade). A negative Net Interstate Trade value indicates a net import of electric power. Notes: Totals may not equal sum of components because of independent rounding. Estimated Losses are reported at the utility level, and then allocated to States based on the utility`s salesto ultimate customers by State. Reported losses may include electricity unaccounted for by the utility. Direct use is commercial or industrial use of electricity that (1) is self-generated (2) is produced by either the same entity that consumes the power or an affiliate,and (3) is used in direct support of a service or industrial process located within the same facility or group of facilities that houses the generating equipment. Direct use is exclusive of station use. Beginning with publication year 2010, Total disposition has been reorganized to include Net Interstate Trade. Therefore, Total Disposition equals Total Supply. Sources: U.S. Energy Information Administration, Form EIA-923, Power Plant Operations Report and predecessor forms. U.S. Energy Information Administration,Form EIA-860, Annual Electric Generator Report. U.S. Energy Information Administration, Form EIA-861, Annual Electric Power Industry Report. Form EIA-111, Quarterly Imports and Exports Report. | 0 0: 0
South Dakota | Table 10. Supply and disposition of electricity, 1990 through 2020 | 0 | Column2 | Column3 | Column4 | Column5 | Column6 | Column7 | Column8 | Column9 | Column10 | Column11 | Column12 | Column13 | Column14 | Column15 | Column16 | Column17 | Column18 | Column19 | Column20 | Column21 | Column22 | Column23 | Column24 | Column25 | Column26 | Column27 | Column28 | Column29 | Column30 | Column31 | Column32
| Tennessee | 0 0: 0
Tennessee | megawatthours | 0 0: 0
Tennessee | Category | 0 | Year 2020 | Year 2019 | Year 2018 | Year 2017 | Year 2016 | Year 2015 | Year 2014 | Year 2013 | Year 2012 | Year 2011 | Year 2010 | Year 2009 | Year 2008 | Year 2007 | Year 2006 | Year 2005 | Year 2004 | Year 2003 | Year 2002 | Year 2001 | Year 2000 | Year 1999 | Year 1998 | Year 1997 | Year 1996 | Year 1995 | Year 1994 | Year 1993 | Year 1992 | Year 1991 | Year 1990
Tennessee | Supply | 0 0: 0
Tennessee | Generation | 0 0: 0
Tennessee | ..Electric utilities | 78036060.25 | 77607950 | 79134921 | 78854061 | 76547309 | 76836693 | 72675778 | 76986629 | 75988871 | 74897122 | 78540493 | 79816049 | 77432806 | 88262641 | 92474664 | 90960035 | 93942273 | 94371964 | 88678127 | 92570929 | 92937315 | 92311813 | 89682569 | 94142638 | 93293232 | 88647111 | 82277534 | 74853548 | 71614268 | 75396209 | 73931670 | 73902614
Tennessee | ..Independent power producers | 354666 | 452342 | 449024 | 288652 | 228646 | 199746 | 195454 | 167339 | 143746 | 114318 | 80967 | 63165 | 80293 | 78121 | 122710 | 119093 | 38918 | 28832 | 55447 | 207517 | 247197 | 273974 | 211876 | 20632 | 22707 | 22438 | 19802 | 17797 | 16398 | 15761 | 0 | 0
Tennessee | ..Combined heat and power, electric | 0 | 0 | 0 | 0 | 0 | 0 | 0 | 0 | 0 | 0 | 0 | 0 | 0 | 0 | 0 | 0 | 0 | 0 | 0 | 150 | 167 | 146 | 146 | 177 | 175 | 0 | 0 | 0 | 0 | 0 | 0 | 0
Tennessee | Electric power sector generation subtotal | 78390726.25 | 78060292 | 79583945 | 79142713 | 76775955 | 77036439 | 72871232 | 77153968 | 76132617 | 75011440 | 78621460 | 79879214 | 77513099 | 88340762 | 92597374 | 91079128 | 93981191 | 94400796 | 88733574 | 92778596 | 93184679 | 92585932 | 89894590 | 94163447 | 93316113 | 88669549 | 82297336 | 74871345 | 71630666 | 75411970 | 73931670 | 73902614
Tennessee | ..Combined heat and power, commercial | 214228 | 220147 | 212583 | 228945 | 195237 | 186581 | 146238 | 133830 | 197946 | 164390 | 126082 | 100713 | 117231 | 82096 | 121429 | 108003 | 101171 | 110533 | 111722 | 86409 | 106560 | 109392 | 136410 | 142588 | 114722 | 86996 | 78243 | 95841 | 99322 | 101434 | 100748 | 86986
Tennessee | ..Combined heat and power, industrial | 2268610 | 2285571 | 2530580 | 2183259 | 2075030 | 2117613 | 2197167 | 2219088 | 3321057 | 2548433 | 2356320 | 2368698 | 2086559 | 2240454 | 2394606 | 2723970 | 3034803 | 3083213 | 3376494 | 3249257 | 2930746 | 3143260 | 3289134 | 3422422 | 3383235 | 3365822 | 3355255 | 3367771 | 2154210 | 2234708 | 2160387 | 2198010
Tennessee | Industrial and commercial generation subtotal | 2482838 | 2505718 | 2743163 | 2412204 | 2270267 | 2304194 | 2343405 | 2352918 | 3519002 | 2712824 | 2482402 | 2469411 | 2203790 | 2322550 | 2516035 | 2831974 | 3135974 | 3193746 | 3488217 | 3335665 | 3037306 | 3252651 | 3425544 | 3565010 | 3497957 | 3452818 | 3433498 | 3463612 | 2253533 | 2336142 | 2261135 | 2284995
Tennessee | Total net generation | 80873564.25 | 80566010 | 82327108 | 81554917 | 79046222 | 79340633 | 75214636 | 79506886 | 79651619 | 77724264 | 81103862 | 82348625 | 79716889 | 90663312 | 95113409 | 93911102 | 97117165 | 97594542 | 92221791 | 96114261 | 96221985 | 95838583 | 93320134 | 97728457 | 96814071 | 92122367 | 85730834 | 78334957 | 73884199 | 77748112 | 76192805 | 76187609
Tennessee | Total international imports | 5442.75 | 0 | 0 | 0 | 21771 | 0 | 0 | 0 | 0 | 0 | 0 | 0 | 0 | 0 | 0 | 0 | 0 | 2 | 1 | 0 | 0 | 0 | 0 | 0 | 0 | 0 | 0 | 0 | 0 | 0 | 0 | 0
Tennessee | Net interstate imports | 26073109.5 | 22137291 | 25944167 | 29716962 | 26494018 | 30360688 | 33433980 | 29691017 | 26474134 | 27990123 | 28944831 | 30907671 | 24357317 | 23974629 | 22679210 | 21732160 | 18691136 | 14293762 | 16287824 | 13230033 | 10169084 | 11485449 | 11449997 | 4754751 | 603976 | 6345047 | 6606931 | 14233260 | 16061533 | 10685184 | 11608639 | 10237478
Tennessee | Total supply | 106952116.5 | 102703301 | 108271275 | 111271879 | 105562011 | 109701321 | 108648616 | 109197903 | 106125753 | 105714387 | 110048693 | 113256296 | 104074206 | 114637941 | 117792619 | 115643262 | 115808301 | 111888306 | 108509616 | 109344294 | 106391069 | 107324032 | 104770131 | 102483208 | 97418047 | 98467414 | 92337765 | 92568217 | 89945732 | 88433296 | 87801444 | 86425087
Tennessee | Disposition | 0 0: 0
Tennessee | Sales to ultimate customers | 0 0: 0
Tennessee | ..Full service providers | 98700323.25 | 94957411 | 99785580 | 102867711 | 97190591 | 100744134 | 99619177 | 100205279 | 96930711 | 96381472 | 100733329 | 103414537 | 94802144 | 104052677 | 106001040 | 102737438 | 102291824 | 99660665 | 96384065 | 98233027 | 96130718 | 95727709 | 93180379 | 91749889 | 86917071 | 87659014 | 82030329 | 82533292 | 79832181 | 78584112 | 78390141 | 77144769
Tennessee | ..Energy-only providers | 0 | 0 | 0 | 0 | 0 | 0 | 0 | 0 | 0 | 0 | 0 | 0 | 0 | 0 | 0 | 0 | 0 | 0 | 0 | 0 | 0 | 0 | 0 | 0 | 0 | 0 | 0 | 0 | 0 | 0 | 0 | 0
Tennessee | ..Facility direct sales | 45690.75 | 46477 | 43520 | 43472 | 49294 | 14305 | 12931 | 13951 | 13302 | 0 | 0 | 107000 | 107700 | 117102 | 715894 | 1194306 | 1613597 | 0 | 1071743 | 0 | 0 | 0 | 0 | 0 | 0 | 0 | 0 | 0 | 0 | 0 | 0 | 0
Tennessee | Total electric industry sales | 98746014 | 95003888 | 99829100 | 102911183 | 97239885 | 100758439 | 99632108 | 100219230 | 96944013 | 96381472 | 100733329 | 103521537 | 94909844 | 104169779 | 106716934 | 103931744 | 103905421 | 99660665 | 97455808 | 98233027 | 96130718 | 95727709 | 93180379 | 91749889 | 86917071 | 87659014 | 82030329 | 82533292 | 79832181 | 78584112 | 78390141 | 77144769
Tennessee | Direct use | 2592727.25 | 2621141 | 2876917 | 2487343 | 2385508 | 2458109 | 2523087 | 2463339 | 2511517 | 2465319 | 2452534 | 2431053 | 2267084 | 2472111 | 2620491 | 2376179 | 1808588 | 3392795 | 3389262 | 3346764 | 3275559 | 3222306 | 3381996 | 3534364 | 3469224 | 3412685 | 3391015 | 3402422 | 2228043 | 2300719 | 2229398 | 2254805
Tennessee | Total international exports | 0.25 | 0 | 0 | 0 | 1 | 0 | 0 | 0 | 0 | 0 | 0 | 0 | 0 | 0 | 0 | 0 | 0 | 0 | 0 | 0 | 0 | 0 | 0 | 0 | 0 | 0 | 0 | 0 | 0 | 0 | 0 | 0
Tennessee | Estimated losses | 5325477 | 5291172 | 5413122 | 5307917 | 5289697 | 5258692 | 4968996 | 5218409 | 5207797 | 5219438 | 6224678 | 6395329 | 6041716 | 6635666 | 6754379 | 6738817 | 6944596 | 7302734 | 7155997 | 7368423 | 7517755 | 7446014 | 7310199 | 6524124 | 6553281 | 6804240 | 6260984 | 6269751 | 6389261 | 6212371 | 6019171 | 5856892
Tennessee | Unaccounted | 287898.5 | -212900 | 152137 | 565436 | 646921 | 1226082 | 1524425 | 1296925 | 1462426 | 1648158 | 638152 | 908377 | 855561 | 1360385 | 1700815 | 0 | 0 | 0 | 0 | 0 | 0 | 0 | 0 | 0 | 0 | 0 | 0 | 0 | 0 | 0 | 0 | 0
Tennessee | Net interstate exports | 0 | 0 | 0 | 0 | 0 | 0 | 0 | 0 | 0 | 0 | 0 | 0 | 0 | 0 | 0 | 0 | 0 | 0 | 0 | 0 | 0 | 0 | 0 | 0 | 0 | 0 | 0 | 0 | 0 | 0 | 0 | 0
Tennessee | Total disposition | 106952116.5 | 102703301 | 108271275 | 111271879 | 105562011 | 109701321 | 108648616 | 109197903 | 106125753 | 105714387 | 110048693 | 113256296 | 104074206 | 114637941 | 117792619 | 115643262 | 115808301 | 111888306 | 108509616 | 109344294 | 106391069 | 107324032 | 104770131 | 102483208 | 97418047 | 98467414 | 92337765 | 92568217 | 89945732 | 88433296 | 87801444 | 86425087
Tennessee | Net interstate trade | -26073109.5 | -22137291 | -25944167 | -29716962 | -26494018 | -30360688 | -33433980 | -29691017 | -26474134 | -27990123 | -28944831 | -30907671 | -24357317 | -23974629 | -22679210 | -21732160 | -18691136 | -14293762 | -16287824 | -13230033 | -10169084 | -11485449 | -11449997 | -4754751 | -603976 | -6345047 | -6606931 | -14233260 | -16061533 | -10685184 | -11608639 | -10237478
Tennessee | Net trade index (ratio) | 0.755 | 0.78 | 0.76 | 0.73 | 0.75 | 0.72 | 0.69 | 0.73 | 0.75 | 0.74 | 0.74 | 0.73 | 0.77 | 0.79 | 0.81 | 0.81 | 0.84 | 0.87 | 0.85 | 0.88 | 0.9 | 0.89 | 0.89 | 0.95 | 0.99 | 0.94 | 0.93 | 0.85 | 0.82 | 0.88 | 0.87 | 0.88
Tennessee | Facility Direct Sales are electricity sales from non utility power producers which reported electricity sales to an ultimate customer. Net Interstate Trade = Total Supply - (Total Electric Industry Sales + Direct Use + Total International Exports (if applies) + Estimated Losses). Net Trade Index is the sum of Total Supply / (Total Disposition - Net Interstate Trade). A negative Net Interstate Trade value indicates a net import of electric power. Notes: Totals may not equal sum of components because of independent rounding. Estimated Losses are reported at the utility level, and then allocated to States based on the utility`s salesto ultimate customers by State. Reported losses may include electricity unaccounted for by the utility. Direct use is commercial or industrial use of electricity that (1) is self-generated (2) is produced by either the same entity that consumes the power or an affiliate,and (3) is used in direct support of a service or industrial process located within the same facility or group of facilities that houses the generating equipment. Direct use is exclusive of station use. Beginning with publication year 2010, Total disposition has been reorganized to include Net Interstate Trade. Therefore, Total Disposition equals Total Supply. Sources: U.S. Energy Information Administration, Form EIA-923, Power Plant Operations Report and predecessor forms. U.S. Energy Information Administration,Form EIA-860, Annual Electric Generator Report. U.S. Energy Information Administration, Form EIA-861, Annual Electric Power Industry Report. Form EIA-111, Quarterly Imports and Exports Report. | 0 0: 0
Tennessee | Table 10. Supply and disposition of electricity, 1990 through 2020 | 0 | Column2 | Column3 | Column4 | Column5 | Column6 | Column7 | Column8 | Column9 | Column10 | Column11 | Column12 | Column13 | Column14 | Column15 | Column16 | Column17 | Column18 | Column19 | Column20 | Column21 | Column22 | Column23 | Column24 | Column25 | Column26 | Column27 | Column28 | Column29 | Column30 | Column31 | Column32
| Texas | 0 0: 0
Texas | megawatthours | 0 0: 0
Texas | Category | 0 | Year 2020 | Year 2019 | Year 2018 | Year 2017 | Year 2016 | Year 2015 | Year 2014 | Year 2013 | Year 2012 | Year 2011 | Year 2010 | Year 2009 | Year 2008 | Year 2007 | Year 2006 | Year 2005 | Year 2004 | Year 2003 | Year 2002 | Year 2001 | Year 2000 | Year 1999 | Year 1998 | Year 1997 | Year 1996 | Year 1995 | Year 1994 | Year 1993 | Year 1992 | Year 1991 | Year 1990
Texas | Supply | 0 0: 0
Texas | Generation | 0 0: 0
Texas | ..Electric utilities | 84384837.25 | 77675639 | 85817532 | 92964516 | 81081662 | 88048121 | 88211969 | 94974953 | 96131888 | 96763006 | 99451077 | 95099161 | 90418339 | 94637160 | 97259636 | 94637956 | 95187030 | 92054150 | 86882044 | 149587269 | 265012955 | 297298634 | 292458336 | 293068377 | 277190347 | 272282585 | 261708943 | 255140538 | 248174240 | 239964014 | 238343368 | 234047343
Texas | ..Independent power producers | 301762439 | 309744422 | 309411180 | 298415819 | 289478335 | 276828070 | 273703690 | 258077041 | 252840832 | 245375996 | 252421119 | 232229770 | 227006941 | 229158970 | 224719455 | 224256513 | 216933078 | 205977547 | 197113740 | 138776885 | 30778667 | 10465530 | 1071502 | 183059 | 150958 | 122467 | 23561 | 21395 | 21860 | 23819 | 23819 | 23819
Texas | ..Combined heat and power, electric | 41797668 | 43515022 | 43502651 | 40650047 | 39522952 | 45199465 | 45194121 | 44168107 | 42941809 | 45751677 | 44969357 | 43044645 | 44780254 | 45785202 | 46009738 | 41779371 | 44758580 | 49840547 | 55431762 | 56862125 | 35617950 | 28495205 | 25590396 | 23625873 | 19890667 | 19080075 | 18178373 | 15447585 | 15793831 | 14417113 | 13588880 | 13642255
Texas | Electric power sector generation subtotal | 427944944.5 | 430935084 | 438731363 | 432030382 | 410082949 | 410075656 | 407109780 | 397220102 | 391914528 | 387890679 | 396841553 | 370373576 | 362205534 | 369581332 | 367988829 | 360673840 | 356878688 | 347872244 | 339427546 | 345226279 | 331409572 | 336259368 | 319120234 | 316877309 | 297231972 | 291485127 | 279910877 | 270609518 | 263989931 | 254404946 | 251956068 | 247713418
Texas | ..Combined heat and power, commercial | 707857.5 | 606181 | 755293 | 743060 | 726896 | 777368 | 712065 | 734243 | 734307 | 707174 | 497384 | 497181 | 468080 | 466791 | 475530 | 521150 | 507544 | 475882 | 495148 | 470519 | 482826 | 497377 | 503162 | 481985 | 415446 | 462612 | 481631 | 443035 | 500118 | 496177 | 468000 | 512438
Texas | ..Combined heat and power, industrial | 43062881.5 | 41973648 | 43714375 | 44578983 | 41984520 | 43194567 | 42004492 | 39675322 | 40731331 | 41214657 | 38137987 | 40824289 | 34494295 | 34739659 | 37027937 | 39387888 | 39282489 | 41951006 | 39276991 | 39931745 | 40687609 | 40985618 | 39321347 | 37960871 | 38672095 | 37001195 | 37243737 | 36126972 | 35198668 | 35391191 | 33904642 | 33333780
Texas | Industrial and commercial generation subtotal | 43770738.75 | 42579829 | 44469668 | 45322042 | 42711416 | 43971935 | 42716556 | 40409566 | 41465637 | 41921831 | 38635370 | 41321470 | 34962375 | 35206449 | 37503467 | 39909038 | 39790034 | 42426888 | 39772139 | 40402264 | 41170435 | 41482994 | 39824509 | 38442856 | 39087540 | 37463807 | 37725367 | 36570008 | 35698785 | 35887368 | 34372642 | 33846218
Texas | Total net generation | 471715683.5 | 473514913 | 483201031 | 477352425 | 452794365 | 454047591 | 449826336 | 437629668 | 433380166 | 429812510 | 435476924 | 411695046 | 397167910 | 404787781 | 405492296 | 400582878 | 396668722 | 390299132 | 379199685 | 385628543 | 372580008 | 377742363 | 358944743 | 355320166 | 336319512 | 328948934 | 317636244 | 307179525 | 299688716 | 290292314 | 286328709 | 281559636
Texas | Total international imports | 1516589 | 154130 | 70495 | 5832178 | 9553 | 0 | 0 | 12888 | 9046 | 81839 | 82256 | 298492 | 447308 | 960994 | 160306 | 79523 | 78097 | 78997 | 79584 | 80264 | 3604 | 2388 | 204117 | 738369 | 526185 | 5566 | 0 | 70 | 14 | 0 | 14 | 1121
Texas | Net interstate imports | 11458527.75 | 14896563 | 11393982 | 5110747 | 14432819 | 8371608 | 4450549 | 12680699 | 9173135 | 0 | 12861 | 5937938 | 5402774 | 0 | 0 | 0 | 0 | 0 | 0 | 0 | 0 | 0 | 0 | 0 | 0 | 0 | 0 | 0 | 0 | 0 | 0 | 0
Texas | Total supply | 484690800.25 | 488565606 | 494665508 | 488295350 | 467236737 | 462419199 | 454276885 | 450323255 | 442562347 | 429894349 | 435572041 | 417931476 | 403017992 | 405748775 | 405652602 | 400662401 | 396746819 | 390378129 | 379279269 | 385708807 | 372583612 | 377744751 | 359148860 | 356058535 | 336845697 | 328954500 | 317636244 | 307179595 | 299688730 | 290292314 | 286328723 | 281560757
Texas | Disposition | 0 0: 0
Texas | Sales to ultimate customers | 0 0: 0
Texas | ..Full service providers | 413149917.25 | 419270783 | 421706711 | 416800129 | 394822046 | 391470688 | 385245884 | 379812978 | 368805991 | 361742157 | 370375080 | 352586969 | 338733947 | 341288299 | 335439419 | 338259068 | 330117539 | 318115966 | 312902329 | 320845849 | 317047501 | 318262529 | 301844180 | 304704764 | 286703509 | 278449583 | 263278592 | 258179737 | 250084413 | 239431038 | 240351787 | 237415127
Texas | ..Energy-only providers | 0 | 0 | 0 | 0 | 0 | 0 | 0 | 0 | 0 | 0 | 0 | 0 | 0 | 0 | 0 | 0 | 0 | 0 | 0 | 0 | 1029155 | 0 | 0 | 0 | 0 | 0 | 0 | 0 | 0 | 0 | 0 | 0
Texas | ..Facility direct sales | 7476501 | 7592484 | 7636693 | 7618499 | 7058328 | 7191121 | 7091470 | 9856842 | 10011263 | 3361974 | 5690036 | 5870581 | 6617473 | 6526348 | 8389163 | 4465145 | 4140723 | 2498874 | 9783626 | 10285837 | 0 | 0 | 0 | 0 | 0 | 0 | 0 | 0 | 0 | 0 | 0 | 0
Texas | Total electric industry sales | 420626418.25 | 426863267 | 429343404 | 424418628 | 401880374 | 398661809 | 392337354 | 389669820 | 378817254 | 365104131 | 376065116 | 358457550 | 345351420 | 347814647 | 343828582 | 342724213 | 334258262 | 320614840 | 322685955 | 331131686 | 318076656 | 318262529 | 301844180 | 304704764 | 286703509 | 278449583 | 263278592 | 258179737 | 250084413 | 239431038 | 240351787 | 237415127
Texas | Direct use | 36561562.25 | 35665123 | 36870287 | 38490458 | 35220381 | 36151297 | 36116457 | 34883315 | 37002303 | 34343671 | 33579432 | 33873361 | 32232087 | 28557855 | 29110904 | 33121582 | 45497429 | 41749468 | 41705982 | 41183035 | 40306838 | 42458738 | 42987715 | 39313178 | 38166791 | 37623236 | 37852016 | 33398359 | 31554230 | 30294765 | 28337550 | 28031066
Texas | Total international exports | 3625324.5 | 3219961 | 4516840 | 1163819 | 5600678 | 1948376 | 252888 | 437364 | 678304 | 305030 | 306668 | 310478 | 337146 | 1012880 | 402393 | 291883 | 294462 | 294683 | 296621 | 299155 | 2839 | 18598 | 19575 | 4625 | 1103530 | 1029628 | 925370 | 964770 | 801040 | 0 | 446823 | 64596
Texas | Estimated losses | 22701670.25 | 23773836 | 23280667 | 21890517 | 21861661 | 20806591 | 19567214 | 20290084 | 20349926 | 19771834 | 23238430 | 22144706 | 21984182 | 22155964 | 21761762 | 22221851 | 22340398 | 23493372 | 23694225 | 24838064 | 24874695 | 24755499 | 23680318 | 21666855 | 21616568 | 21613727 | 20094800 | 19612968 | 20015168 | 18927928 | 18455363 | 18024745
Texas | Unaccounted | 1175824.5 | -956582 | 654309 | 2331928 | 2673643 | 4851127 | 6002972 | 5042672 | 5714560 | 6243412 | 2382394 | 3145380 | 3113157 | 4542218 | 5479814 | 0 | 0 | 0 | 0 | 0 | 0 | 0 | 0 | 0 | 0 | 0 | 0 | 0 | 0 | 0 | 0 | 0
Texas | Net interstate exports | 0 | 0 | 0 | 0 | 0 | 0 | 0 | 0 | 0 | 4126271 | 0 | 0 | 0 | 1665211 | 5069147 | 19001244 | 23863479 | 30100655 | 19665941 | 16793321 | 20525270 | 20877993 | 19709773 | 15675830 | 14373549 | 15115523 | 20323321 | 16621182 | 17096725 | 20829366 | 16652634 | 15499511
Texas | Total disposition | 484690800.25 | 488565606 | 494665508 | 488295350 | 467236737 | 462419199 | 454276885 | 450323255 | 442562347 | 429894349 | 435572041 | 417931476 | 403017992 | 405748775 | 405652602 | 400662401 | 396746819 | 390378129 | 379279269 | 385708807 | 372583612 | 377744751 | 359148860 | 356058535 | 336845697 | 328954500 | 317636244 | 307179595 | 299688730 | 290292314 | 286328723 | 281560757
Texas | Net interstate trade | -11458527.75 | -14896563 | -11393982 | -5110747 | -14432819 | -8371608 | -4450549 | -12680699 | -9173135 | 4126271 | -12861 | -5937938 | -5402774 | 1665211 | 5069147 | 19001244 | 23863479 | 30100655 | 19665941 | 16793321 | 20525270 | 20877993 | 19709773 | 15675830 | 14373549 | 15115523 | 20323321 | 16621182 | 17096725 | 20829366 | 16652634 | 15499511
Texas | Net trade index (ratio) | 0.9775 | 0.97 | 0.98 | 0.99 | 0.97 | 0.98 | 0.99 | 0.97 | 0.98 | 1.01 | 1 | 0.99 | 0.99 | 1 | 1.01 | 1.05 | 1.06 | 1.08 | 1.05 | 1.05 | 1.06 | 1.06 | 1.06 | 1.05 | 1.04 | 1.05 | 1.07 | 1.06 | 1.06 | 1.08 | 1.06 | 1.06
Texas | Facility Direct Sales are electricity sales from non utility power producers which reported electricity sales to an ultimate customer. Net Interstate Trade = Total Supply - (Total Electric Industry Sales + Direct Use + Total International Exports (if applies) + Estimated Losses). Net Trade Index is the sum of Total Supply / (Total Disposition - Net Interstate Trade). A negative Net Interstate Trade value indicates a net import of electric power. Notes: Totals may not equal sum of components because of independent rounding. Estimated Losses are reported at the utility level, and then allocated to States based on the utility`s salesto ultimate customers by State. Reported losses may include electricity unaccounted for by the utility. Direct use is commercial or industrial use of electricity that (1) is self-generated (2) is produced by either the same entity that consumes the power or an affiliate,and (3) is used in direct support of a service or industrial process located within the same facility or group of facilities that houses the generating equipment. Direct use is exclusive of station use. Beginning with publication year 2010, Total disposition has been reorganized to include Net Interstate Trade. Therefore, Total Disposition equals Total Supply. Sources: U.S. Energy Information Administration, Form EIA-923, Power Plant Operations Report and predecessor forms. U.S. Energy Information Administration,Form EIA-860, Annual Electric Generator Report. U.S. Energy Information Administration, Form EIA-861, Annual Electric Power Industry Report. Form EIA-111, Quarterly Imports and Exports Report. | 0 0: 0
Texas | Table 10. Supply and disposition of electricity, 1990 through 2020 | 0 | Column2 | Column3 | Column4 | Column5 | Column6 | Column7 | Column8 | Column9 | Column10 | Column11 | Column12 | Column13 | Column14 | Column15 | Column16 | Column17 | Column18 | Column19 | Column20 | Column21 | Column22 | Column23 | Column24 | Column25 | Column26 | Column27 | Column28 | Column29 | Column30 | Column31 | Column32
| Utah | 0 0: 0
Utah | megawatthours | 0 0: 0
Utah | Category | 0 | Year 2020 | Year 2019 | Year 2018 | Year 2017 | Year 2016 | Year 2015 | Year 2014 | Year 2013 | Year 2012 | Year 2011 | Year 2010 | Year 2009 | Year 2008 | Year 2007 | Year 2006 | Year 2005 | Year 2004 | Year 2003 | Year 2002 | Year 2001 | Year 2000 | Year 1999 | Year 1998 | Year 1997 | Year 1996 | Year 1995 | Year 1994 | Year 1993 | Year 1992 | Year 1991 | Year 1990
Utah | Supply | 0 0: 0
Utah | Generation | 0 0: 0
Utah | ..Electric utilities | 33702836.5 | 32526221 | 34770049 | 34900905 | 32614171 | 34205634 | 39381081 | 40741425 | 39526881 | 36386135 | 38392512 | 39522124 | 40991819 | 44424071 | 43319965 | 39590509 | 36695193 | 37165917 | 37544892 | 36071946 | 35138801 | 35827490 | 36071421 | 35160477 | 33969325 | 32228605 | 32101107 | 34455058 | 33460939 | 32920738 | 30158463 | 32260340
Utah | ..Independent power producers | 3857651.25 | 4009657 | 3747169 | 3803049 | 3870730 | 2756708 | 1497580 | 1929892 | 1843244 | 1947826 | 1628428 | 1516836 | 1324982 | 976356 | 1095949 | 828602 | 705923 | 405957 | 447389 | 485116 | 395586 | 439593 | 408876 | 395251 | 401820 | 424023 | 376502 | 384366 | 228936 | 22701 | 22701 | 22701
Utah | ..Combined heat and power, electric | 13995.5 | 55156 | 0 | 0 | 826 | 9789 | 7475 | 7304 | 9716 | 9429 | 9441 | 9464 | 10006 | -2076 | 10633 | 11035 | 7051 | 6982 | 9298 | 11247 | 9680 | 9133 | 8169 | 0 | 0 | 0 | 0 | 0 | 0 | 0 | 0 | 0
Utah | Electric power sector generation subtotal | 37574483.25 | 36591034 | 38517218 | 38703954 | 36485727 | 36972131 | 40886136 | 42678621 | 41379841 | 38343390 | 40030381 | 41048424 | 42326807 | 45398351 | 44426547 | 40430146 | 37408167 | 37578856 | 38001579 | 36568309 | 35544067 | 36276215 | 36488465 | 35555728 | 34371145 | 32652628 | 32477609 | 34839424 | 33689875 | 32943439 | 30181164 | 32283041
Utah | ..Combined heat and power, commercial | 81989.75 | 85298 | 80063 | 79088 | 83510 | 89924 | 92926 | 83348 | 83725 | 37815 | 15 | 209 | 2757 | 5762 | 45011 | 28497 | 20135 | 21246 | 22087 | 23935 | 20965 | 24602 | 26310 | 25714 | 24065 | 22078 | 28182 | 29092 | 28923 | 30327 | 30327 | 30327
Utah | ..Combined heat and power, industrial | 591437.75 | 410977 | 519753 | 592382 | 842639 | 1071873 | 970059 | 1022557 | 1053185 | 1021755 | 805754 | 1200721 | 1213382 | 1174649 | 901017 | 804681 | 736829 | 611875 | 0 | 15759 | 288719 | 308256 | 269853 | 328987 | 317003 | 277154 | 301596 | 328318 | 339304 | 263372 | 294414 | 250170
Utah | Industrial and commercial generation subtotal | 673427.5 | 496275 | 599816 | 671470 | 926149 | 1161797 | 1062985 | 1105905 | 1136910 | 1059570 | 805769 | 1200930 | 1216139 | 1180411 | 946028 | 833178 | 756964 | 633121 | 22087 | 39694 | 309684 | 332857 | 296163 | 354701 | 341068 | 299233 | 329778 | 357410 | 368227 | 293699 | 324741 | 280497
Utah | Total net generation | 38247910.5 | 37087309 | 39117033 | 39375424 | 37411876 | 38133928 | 41949120 | 43784526 | 42516751 | 39402961 | 40836150 | 42249355 | 43542946 | 46578763 | 45372575 | 41263324 | 38165131 | 38211977 | 38023666 | 36608003 | 35853751 | 36609073 | 36784629 | 35910429 | 34712213 | 32951860 | 32807387 | 35196834 | 34058102 | 33237139 | 30505906 | 32563539
Utah | Total international imports | 12015 | 0 | 0 | 39595 | 8465 | 10466 | 16351 | 29087 | 0 | 11575 | 11280 | 17434 | 8238 | 12346 | 21527 | 15238 | 41018 | 14851 | 5762 | 8800 | 0 | 0 | 0 | 1544 | 28480 | 0 | 0 | 0 | 0 | 0 | 0 | 0
Utah | Net interstate imports | 0 | 0 | 0 | 0 | 0 | 0 | 0 | 0 | 0 | 0 | 0 | 0 | 0 | 0 | 0 | 0 | 0 | 0 | 0 | 0 | 0 | 0 | 0 | 0 | 0 | 0 | 0 | 0 | 0 | 0 | 0 | 0
Utah | Total supply | 38259925.5 | 37087309 | 39117033 | 39415019 | 37420341 | 38144394 | 41965471 | 43813613 | 42516751 | 39414536 | 40847430 | 42266789 | 43551184 | 46591109 | 45394102 | 41278562 | 38206149 | 38226828 | 38029428 | 36616803 | 35853751 | 36609073 | 36784629 | 35911973 | 34740693 | 32951860 | 32807387 | 35196834 | 34058102 | 33237139 | 30505906 | 32563539
Utah | Disposition | 0 0: 0
Utah | Sales to ultimate customers | 0 0: 0
Utah | ..Full service providers | 31155924.25 | 31661015 | 31138204 | 31237751 | 30586727 | 30177246 | 30190022 | 30040784 | 30474034 | 29723368 | 28858946 | 28044001 | 27586700 | 28191511 | 27785447 | 26365716 | 25000498 | 24511704 | 23860350 | 23267188 | 23217308 | 23185277 | 21879032 | 20700326 | 20375525 | 19858069 | 18460240 | 17847064 | 16867129 | 16567056 | 15907404 | 15401674
Utah | ..Energy-only providers | 0 | 0 | 0 | 0 | 0 | 0 | 0 | 0 | 0 | 0 | 0 | 0 | 0 | 0 | 0 | 0 | 0 | 0 | 0 | 0 | 0 | 0 | 0 | 0 | 0 | 0 | 0 | 0 | 0 | 0 | 0 | 0
Utah | ..Facility direct sales | 3363.5 | 2142 | 4361 | 4657 | 2294 | 2288 | 2328 | 2235 | 0 | 0 | 0 | 0 | 0 | 0 | 0 | 0 | 0 | 0 | 0 | 0 | 0 | 0 | 0 | 0 | 0 | 0 | 0 | 0 | 0 | 0 | 0 | 0
Utah | Total electric industry sales | 31159287.75 | 31663157 | 31142565 | 31242408 | 30589021 | 30179534 | 30192350 | 30043019 | 30474034 | 29723368 | 28858946 | 28044001 | 27586700 | 28191511 | 27785447 | 26365716 | 25000498 | 24511704 | 23860350 | 23267188 | 23217308 | 23185277 | 21879032 | 20700326 | 20375525 | 19858069 | 18460240 | 17847064 | 16867129 | 16567056 | 15907404 | 15401674
Utah | Direct use | 790554 | 640916 | 687337 | 755713 | 1078250 | 1323916 | 1209729 | 1227421 | 1227680 | 1118193 | 859036 | 1243780 | 1092589 | 16514 | 72631 | 967261 | 741775 | 360581 | 360206 | 355689 | 348122 | 364369 | 327340 | 385813 | 365473 | 343584 | 381505 | 404016 | 420238 | 304911 | 280458 | 252135
Utah | Total international exports | 242 | 0 | 0 | 955 | 13 | 36 | 934 | 27779 | 17689 | 1858 | 1265 | 12988 | 43030 | 54552 | 37666 | 814 | 824 | 0 | 0 | 0 | 0 | 0 | 0 | 0 | 0 | 0 | 0 | 0 | 0 | 0 | 0 | 0
Utah | Estimated losses | 1681883 | 1763456 | 1688671 | 1611410 | 1663995 | 1575103 | 1505796 | 1564338 | 1637054 | 1609638 | 1783299 | 1732496 | 1756098 | 1795813 | 1758610 | 1709523 | 1670927 | 1796120 | 1752021 | 1745263 | 1815674 | 1803427 | 1716456 | 1471953 | 1536253 | 1541417 | 1408982 | 1355776 | 1349938 | 1309689 | 1221446 | 1169307
Utah | Unaccounted | 87916.75 | -70956 | 47461 | 171658 | 203504 | 367240 | 461959 | 388783 | 459709 | 508280 | 182823 | 246079 | 248679 | 368162 | 442834 | 0 | 0 | 0 | 0 | 0 | 0 | 0 | 0 | 0 | 0 | 0 | 0 | 0 | 0 | 0 | 0 | 0
Utah | Net interstate exports | 4540042.25 | 3090735 | 5551000 | 5632875 | 3885559 | 4698565 | 8594703 | 10562273 | 8700585 | 6453198 | 9162061 | 10987444 | 12824087 | 16164557 | 15296914 | 11940655 | 10340590 | 10708190 | 11463216 | 10718270 | 10158825 | 10615576 | 12184757 | 12790436 | 11903920 | 10645709 | 12027926 | 15180146 | 15054208 | 14593859 | 12688879 | 15309286
Utah | Total disposition | 38259925.5 | 37087309 | 39117033 | 39415019 | 37420341 | 38144394 | 41965471 | 43813613 | 42516751 | 39414536 | 40847430 | 42266789 | 43551184 | 46591109 | 45394102 | 41278562 | 38206149 | 38226828 | 38029428 | 36616803 | 35853751 | 36609073 | 36784629 | 35911973 | 34740693 | 32951860 | 32807387 | 35196834 | 34058102 | 33237139 | 30505906 | 32563539
Utah | Net interstate trade | 4540042.25 | 3090735 | 5551000 | 5632875 | 3885559 | 4698565 | 8594703 | 10562273 | 8700585 | 6453198 | 9162061 | 10987444 | 12824087 | 16164557 | 15296914 | 11940655 | 10340590 | 10708190 | 11463216 | 10718270 | 10158825 | 10615576 | 12184757 | 12790436 | 11903920 | 10645709 | 12027926 | 15180146 | 15054208 | 14593859 | 12688879 | 15309286
Utah | Net trade index (ratio) | 1.1375 | 1.09 | 1.17 | 1.17 | 1.12 | 1.14 | 1.26 | 1.32 | 1.26 | 1.2 | 1.29 | 1.35 | 1.42 | 1.53 | 1.51 | 1.41 | 1.37 | 1.39 | 1.43 | 1.41 | 1.4 | 1.41 | 1.5 | 1.55 | 1.52 | 1.48 | 1.58 | 1.76 | 1.79 | 1.78 | 1.71 | 1.89
Utah | Facility Direct Sales are electricity sales from non utility power producers which reported electricity sales to an ultimate customer. Net Interstate Trade = Total Supply - (Total Electric Industry Sales + Direct Use + Total International Exports (if applies) + Estimated Losses). Net Trade Index is the sum of Total Supply / (Total Disposition - Net Interstate Trade). A negative Net Interstate Trade value indicates a net import of electric power. Notes: Totals may not equal sum of components because of independent rounding. Estimated Losses are reported at the utility level, and then allocated to States based on the utility`s salesto ultimate customers by State. Reported losses may include electricity unaccounted for by the utility. Direct use is commercial or industrial use of electricity that (1) is self-generated (2) is produced by either the same entity that consumes the power or an affiliate,and (3) is used in direct support of a service or industrial process located within the same facility or group of facilities that houses the generating equipment. Direct use is exclusive of station use. Beginning with publication year 2010, Total disposition has been reorganized to include Net Interstate Trade. Therefore, Total Disposition equals Total Supply. Sources: U.S. Energy Information Administration, Form EIA-923, Power Plant Operations Report and predecessor forms. U.S. Energy Information Administration,Form EIA-860, Annual Electric Generator Report. U.S. Energy Information Administration, Form EIA-861, Annual Electric Power Industry Report. Form EIA-111, Quarterly Imports and Exports Report. | 0 0: 0
Utah | Table 10. Supply and disposition of electricity, 1990 through 2020 | 0 | Column2 | Column3 | Column4 | Column5 | Column6 | Column7 | Column8 | Column9 | Column10 | Column11 | Column12 | Column13 | Column14 | Column15 | Column16 | Column17 | Column18 | Column19 | Column20 | Column21 | Column22 | Column23 | Column24 | Column25 | Column26 | Column27 | Column28 | Column29 | Column30 | Column31 | Column32
| Vermont | 0 0: 0
Vermont | megawatthours | 0 0: 0
Vermont | Category | 0 | Year 2020 | Year 2019 | Year 2018 | Year 2017 | Year 2016 | Year 2015 | Year 2014 | Year 2013 | Year 2012 | Year 2011 | Year 2010 | Year 2009 | Year 2008 | Year 2007 | Year 2006 | Year 2005 | Year 2004 | Year 2003 | Year 2002 | Year 2001 | Year 2000 | Year 1999 | Year 1998 | Year 1997 | Year 1996 | Year 1995 | Year 1994 | Year 1993 | Year 1992 | Year 1991 | Year 1990
Vermont | Supply | 0 0: 0
Vermont | Generation | 0 0: 0
Vermont | ..Electric utilities | 913507.25 | 899954 | 969962 | 855518 | 928595 | 865081 | 897963 | 868079 | 872238 | 622570 | 699768 | 720853 | 711507 | 752800 | 701474 | 802680 | 673607 | 643426 | 626337 | 2971224 | 4734002 | 5307016 | 4734555 | 4393537 | 5323432 | 5004219 | 4839820 | 5293892 | 4300537 | 4698045 | 5258829 | 4992578
Vermont | ..Independent power producers | 1274940.25 | 1253698 | 1316441 | 1319953 | 1209669 | 1042637 | 1081125 | 6159635 | 5984293 | 5962535 | 6048705 | 5873829 | 6545869 | 6046320 | 5120584 | 6256469 | 5013151 | 4800350 | 5395549 | 2465423 | 711345 | 957848 | 933281 | 508226 | 313695 | 308716 | 280168 | 282113 | 297353 | 131840 | 94518 | 133799
Vermont | ..Combined heat and power, electric | 0 | 0 | 0 | 0 | 0 | 0 | 0 | 0 | 24900 | 0 | 0 | 0 | 0 | 0 | 0 | 0 | 0 | 0 | 0 | 0 | 0 | 0 | 0 | 0 | 0 | 0 | 0 | 0 | 0 | 0 | 0 | 0
Vermont | Electric power sector generation subtotal | 2188447.5 | 2153652 | 2286403 | 2175471 | 2138264 | 1907718 | 1979088 | 7027714 | 6881431 | 6585105 | 6748473 | 6594682 | 7257376 | 6799120 | 5822058 | 7059149 | 5686758 | 5443776 | 6021886 | 5436647 | 5445347 | 6264864 | 5667836 | 4901763 | 5637127 | 5312935 | 5119988 | 5576005 | 4597890 | 4829885 | 5353347 | 5126377
Vermont | ..Combined heat and power, commercial | 3179.75 | 2756 | 3395 | 3444 | 3124 | 3489 | 2959 | 3680 | 3479 | 3413 | 3854 | 0 | 0 | 0 | 0 | 0 | 0 | 0 | 0 | 0 | 0 | 0 | 0 | 0 | 0 | 0 | 0 | 0 | 0 | 0 | 0 | 0
Vermont | ..Combined heat and power, industrial | 0 | 0 | 0 | 0 | 0 | 0 | 0 | 0 | 0 | 23268 | 23892 | 25308 | 24972 | 21096 | 1524 | 25195 | 29997 | 26602 | 6076 | 19543 | 35265 | 38150 | 35757 | 44534 | 43410 | 37184 | 40074 | 41025 | 45875 | 40258 | 34638 | 37731
Vermont | Industrial and commercial generation subtotal | 3179.75 | 2756 | 3395 | 3444 | 3124 | 3489 | 2959 | 3680 | 3479 | 26681 | 27746 | 25308 | 24972 | 21096 | 1524 | 25195 | 29997 | 26602 | 6076 | 19543 | 35265 | 38150 | 35757 | 44534 | 43410 | 37184 | 40074 | 41025 | 45875 | 40258 | 34638 | 37731
Vermont | Total net generation | 2191627 | 2156407 | 2289798 | 2178915 | 2141388 | 1911207 | 1982047 | 7031394 | 6884910 | 6611786 | 6776219 | 6619990 | 7282348 | 6820216 | 5823582 | 7084344 | 5716755 | 5470379 | 6027962 | 5456190 | 5480612 | 6303014 | 5703593 | 4946297 | 5680538 | 5350119 | 5160062 | 5617030 | 4643765 | 4870143 | 5387985 | 5164108
Vermont | Total international imports | 12067652.75 | 14065157 | 14133631 | 9726362 | 10345461 | 8961559 | 10804451 | 11181948 | 11742473 | 11514688 | 2524030 | 2458432 | 2604760 | 2534008 | 2610161 | 2508934 | 2159606 | 1952104 | 1941502 | 2433433 | 2999082 | 4279526 | 7837392 | 3927660 | 4093278 | 3804746 | 4393837 | 3486657 | 3099617 | 2741116 | 2031891 | 1808826
Vermont | Net interstate imports | 0 | 0 | 0 | 0 | 0 | 0 | 0 | 0 | 0 | 0 | 0 | 0 | 0 | 0 | 0 | 0 | 0 | 0 | 0 | 0 | 0 | 0 | 0 | 0 | 0 | 0 | 0 | 0 | 0 | 0 | 0 | 0
Vermont | Total supply | 14259279.75 | 16221564 | 16423429 | 11905277 | 12486849 | 10872766 | 12786498 | 18213342 | 18627383 | 18126474 | 9300249 | 9078422 | 9887108 | 9354224 | 8433743 | 9593278 | 7876361 | 7422483 | 7969464 | 7889623 | 8479694 | 10582540 | 13540985 | 8873957 | 9773816 | 9154865 | 9553899 | 9103687 | 7743382 | 7611259 | 7419876 | 6972934
Vermont | Disposition | 0 0: 0
Vermont | Sales to ultimate customers | 0 0: 0
Vermont | ..Full service providers | 5423864 | 5320962 | 5424948 | 5528474 | 5421072 | 5513634 | 5518675 | 5569802 | 5582255 | 5510764 | 5550184 | 5594833 | 5496513 | 5741204 | 5864006 | 5795029 | 5883053 | 5663772 | 5336899 | 5629263 | 5585446 | 5638614 | 5527328 | 5363258 | 5312146 | 5239492 | 5104102 | 5066504 | 5015558 | 4941032 | 4704457 | 4716228
Vermont | ..Energy-only providers | 0 | 0 | 0 | 0 | 0 | 0 | 0 | 0 | 0 | 0 | 0 | 0 | 0 | 0 | 0 | 0 | 0 | 0 | 0 | 0 | 31992 | 0 | 0 | 0 | 0 | 0 | 0 | 0 | 0 | 0 | 0 | 0
Vermont | ..Facility direct sales | 4569 | 10496 | 2716 | 2474 | 2590 | 2816 | 2434 | 59 | 5457 | 0 | 0 | 0 | 0 | 0 | 0 | 0 | 0 | 0 | 15530 | 0 | 0 | 0 | 0 | 0 | 0 | 0 | 0 | 0 | 0 | 0 | 0 | 0
Vermont | Total electric industry sales | 5428433 | 5331458 | 5427664 | 5530948 | 5423662 | 5516450 | 5521109 | 5569861 | 5587712 | 5510764 | 5550184 | 5594833 | 5496513 | 5741204 | 5864006 | 5795029 | 5883053 | 5663772 | 5352429 | 5629263 | 5617438 | 5638614 | 5527328 | 5363258 | 5312146 | 5239492 | 5104102 | 5066504 | 5015558 | 4941032 | 4704457 | 4716228
Vermont | Direct use | 6764.75 | 7921 | 5072 | 9682 | 4384 | 4818 | 4375 | 5462 | 3908 | 3891 | 5064 | 19806 | 1287 | 0 | 19028 | 25524 | 30484 | 70982 | 70908 | 70019 | 68529 | 45390 | 112268 | 54456 | 43873 | 37199 | 59569 | 64173 | 57845 | 44731 | 35275 | 33832
Vermont | Total international exports | 4150.25 | 415 | 250 | 6440 | 9496 | 6937 | 13235 | 25398 | 3704 | 15700 | 2161 | 32247 | 41271 | 40650 | 117140 | 80066 | 38272 | 14402 | 25615 | 0 | 0 | 362070 | 165078 | 66924 | 119741 | 287925 | 439703 | 443336 | 499835 | 669689 | 327830 | 98793
Vermont | Estimated losses | 292888.25 | 296932 | 294309 | 285273 | 295039 | 287909 | 275357 | 290022 | 300170 | 298430 | 342966 | 345636 | 349894 | 365718 | 371147 | 375743 | 393198 | 415019 | 393019 | 422249 | 439303 | 438590 | 433631 | 381369 | 400520 | 406698 | 389572 | 384883 | 401414 | 390607 | 361231 | 358060
Vermont | Unaccounted | 15699 | -11948 | 8272 | 30389 | 36083 | 67127 | 84476 | 72079 | 84292 | 94236 | 35161 | 49093 | 49548 | 74976 | 93458 | 0 | 0 | 0 | 0 | 0 | 0 | 0 | 0 | 0 | 0 | 0 | 0 | 0 | 0 | 0 | 0 | 0
Vermont | Net interstate exports | 8511344.75 | 10596786 | 10687862 | 6042545 | 6718186 | 4989525 | 6887947 | 12250520 | 12647597 | 12203453 | 3364713 | 3036806 | 3948595 | 3131676 | 1968963 | 3065279 | 1281175 | 1049527 | 1984442 | 1623748 | 2262811 | 3898951 | 7161177 | 2816507 | 3700300 | 2981584 | 3368897 | 2977978 | 1592672 | 1381366 | 1822880 | 1590664
Vermont | Total disposition | 14259279.75 | 16221564 | 16423429 | 11905277 | 12486849 | 10872766 | 12786498 | 18213342 | 18627383 | 18126474 | 9300249 | 9078422 | 9887108 | 9354224 | 8433743 | 9593278 | 7876361 | 7422483 | 7969464 | 7889623 | 8479694 | 10582540 | 13540985 | 8873957 | 9773816 | 9154865 | 9553899 | 9103687 | 7743382 | 7611259 | 7419876 | 6972934
Vermont | Net interstate trade | 8511344.75 | 10596786 | 10687862 | 6042545 | 6718186 | 4989525 | 6887947 | 12250520 | 12647597 | 12203453 | 3364713 | 3036806 | 3948595 | 3131676 | 1968963 | 3065279 | 1281175 | 1049527 | 1984442 | 1623748 | 2262811 | 3898951 | 7161177 | 2816507 | 3700300 | 2981584 | 3368897 | 2977978 | 1592672 | 1381366 | 1822880 | 1590664
Vermont | Net trade index (ratio) | 2.4825 | 2.88 | 2.86 | 2.03 | 2.16 | 1.85 | 2.17 | 3.05 | 3.12 | 3.06 | 1.57 | 1.5 | 1.66 | 1.5 | 1.3 | 1.47 | 1.19 | 1.16 | 1.33 | 1.26 | 1.36 | 1.58 | 2.12 | 1.46 | 1.61 | 1.48 | 1.54 | 1.49 | 1.26 | 1.22 | 1.33 | 1.3
Vermont | Facility Direct Sales are electricity sales from non utility power producers which reported electricity sales to an ultimate customer. Net Interstate Trade = Total Supply - (Total Electric Industry Sales + Direct Use + Total International Exports (if applies) + Estimated Losses). Net Trade Index is the sum of Total Supply / (Total Disposition - Net Interstate Trade). A negative Net Interstate Trade value indicates a net import of electric power. Notes: Totals may not equal sum of components because of independent rounding. Estimated Losses are reported at the utility level, and then allocated to States based on the utility`s salesto ultimate customers by State. Reported losses may include electricity unaccounted for by the utility. Direct use is commercial or industrial use of electricity that (1) is self-generated (2) is produced by either the same entity that consumes the power or an affiliate,and (3) is used in direct support of a service or industrial process located within the same facility or group of facilities that houses the generating equipment. Direct use is exclusive of station use. Beginning with publication year 2010, Total disposition has been reorganized to include Net Interstate Trade. Therefore, Total Disposition equals Total Supply. Sources: U.S. Energy Information Administration, Form EIA-923, Power Plant Operations Report and predecessor forms. U.S. Energy Information Administration,Form EIA-860, Annual Electric Generator Report. U.S. Energy Information Administration, Form EIA-861, Annual Electric Power Industry Report. Form EIA-111, Quarterly Imports and Exports Report. | 0 0: 0
Vermont | Table 10. Supply and disposition of electricity, 1990 through 2020 | 0 | Column2 | Column3 | Column4 | Column5 | Column6 | Column7 | Column8 | Column9 | Column10 | Column11 | Column12 | Column13 | Column14 | Column15 | Column16 | Column17 | Column18 | Column19 | Column20 | Column21 | Column22 | Column23 | Column24 | Column25 | Column26 | Column27 | Column28 | Column29 | Column30 | Column31 | Column32
| Virginia | 0 0: 0
Virginia | megawatthours | 0 0: 0
Virginia | Category | 0 | Year 2020 | Year 2019 | Year 2018 | Year 2017 | Year 2016 | Year 2015 | Year 2014 | Year 2013 | Year 2012 | Year 2011 | Year 2010 | Year 2009 | Year 2008 | Year 2007 | Year 2006 | Year 2005 | Year 2004 | Year 2003 | Year 2002 | Year 2001 | Year 2000 | Year 1999 | Year 1998 | Year 1997 | Year 1996 | Year 1995 | Year 1994 | Year 1993 | Year 1992 | Year 1991 | Year 1990
Virginia | Supply | 0 0: 0
Virginia | Generation | 0 0: 0
Virginia | ..Electric utilities | 74489904.25 | 80244048 | 74385815 | 72378588 | 70951166 | 76224379 | 67573071 | 62966914 | 63724860 | 56188401 | 53328664 | 58902054 | 59225368 | 59780402 | 64316732 | 61176351 | 65456080 | 65103653 | 61806347 | 62880125 | 62135492 | 65842720 | 65071068 | 63814565 | 58985991 | 56532918 | 52727470 | 52732286 | 52181906 | 48963593 | 48940655 | 47200499
Virginia | ..Independent power producers | 17605631.5 | 18138146 | 18141353 | 18747217 | 15395810 | 12051970 | 12151327 | 10124494 | 9587886 | 10824652 | 9150792 | 9303146 | 5627311 | 4969674 | 6537922 | 4635550 | 5278554 | 6263260 | 6058005 | 4828127 | 4696899 | 2857726 | 2408323 | 2285178 | 2510375 | 3016640 | 3341351 | 2313071 | 2297630 | 1670272 | 813240 | 427932
Virginia | ..Combined heat and power, electric | 1559326 | 1967251 | 1528805 | 1517249 | 1223999 | 1373406 | 1765112 | 1363562 | 1080585 | 1484439 | 1999340 | 2544588 | 2607854 | 5020046 | 4638270 | 4409041 | 5251187 | 4508634 | 4367778 | 4074281 | 4593146 | 5344130 | 3233798 | 2827119 | 3745571 | 3952388 | 3856415 | 4061982 | 4067684 | 2885741 | 2317857 | 2161720
Virginia | Electric power sector generation subtotal | 93654861.5 | 100349445 | 94055972 | 92643054 | 87570975 | 89649755 | 81489510 | 74454970 | 74393330 | 68497492 | 64478796 | 70749788 | 67460533 | 69770121 | 75492925 | 70220942 | 75985821 | 75875547 | 72232130 | 71782533 | 71425537 | 74044576 | 70713189 | 68926861 | 65241937 | 63501945 | 59925237 | 59107339 | 58547219 | 53519606 | 52071752 | 49790151
Virginia | ..Combined heat and power, commercial | 388239.25 | 363879 | 367971 | 381651 | 439456 | 448655 | 463144 | 476142 | 450717 | 253178 | 386830 | 361778 | 333718 | 386340 | 398376 | 346884 | 389315 | 360767 | 332445 | 456195 | 514904 | 606409 | 543276 | 610415 | 657491 | 759998 | 554133 | 333414 | 90720 | 182509 | 164514 | 264869
Virginia | ..Combined heat and power, industrial | 2409422.25 | 2342859 | 2403696 | 2484416 | 2406718 | 2456466 | 2458938 | 2206326 | 2052518 | 1988565 | 1805233 | 1854890 | 2287814 | 2522070 | 2469206 | 2501710 | 2567909 | 2663726 | 2744845 | 2766923 | 2164303 | 2538386 | 2641144 | 2662167 | 2615906 | 2633181 | 2516651 | 2608173 | 2605571 | 2650240 | 2492830 | 2509438
Virginia | Industrial and commercial generation subtotal | 2797661.5 | 2706738 | 2771667 | 2866067 | 2846174 | 2905121 | 2922082 | 2682468 | 2503235 | 2241743 | 2192063 | 2216668 | 2621533 | 2908410 | 2867582 | 2848594 | 2957224 | 3024493 | 3077290 | 3223118 | 2679207 | 3144795 | 3184420 | 3272582 | 3273397 | 3393179 | 3070785 | 2941587 | 2696291 | 2832749 | 2657344 | 2774307
Virginia | Total net generation | 96452523 | 103056183 | 96827639 | 95509121 | 90417149 | 92554876 | 84411592 | 77137438 | 76896565 | 70739235 | 66670859 | 72966456 | 70082066 | 72678531 | 78360507 | 73069537 | 78943045 | 78900040 | 75309420 | 75005651 | 74104744 | 77189371 | 73897608 | 72199443 | 68515334 | 66895125 | 62996021 | 62048926 | 61243511 | 56352355 | 54729096 | 52564458
Virginia | Total international imports | 14678 | 0 | 0 | 30492 | 28220 | 0 | 0 | 0 | 0 | 0 | 0 | 0 | 0 | 0 | 0 | 0 | 0 | 0 | 16 | 375 | 0 | 0 | 0 | 0 | 0 | 0 | 0 | 0 | 0 | 0 | 0 | 0
Virginia | Net interstate imports | 29235046 | 23214809 | 30984357 | 32161239 | 30579779 | 29645317 | 37638570 | 43825494 | 43672009 | 46817968 | 52912485 | 50858500 | 48698862 | 48576229 | 44487255 | 45677733 | 42376444 | 39458324 | 37713380 | 37211367 | 32642807 | 31241626 | 30705823 | 29008475 | 29466309 | 31500656 | 32866650 | 30156199 | 30437308 | 29678463 | 29400320 | 28877488
Virginia | Total supply | 125702247 | 126270992 | 127811996 | 127700852 | 121025148 | 122200193 | 122050162 | 120962932 | 120568574 | 117557203 | 119583344 | 123824956 | 118780928 | 121254760 | 122847762 | 118747270 | 121319489 | 118358364 | 113022816 | 112217393 | 106747551 | 108430997 | 104603431 | 101207918 | 97981643 | 98395781 | 95862671 | 92205125 | 91680819 | 86030818 | 84129416 | 81441946
Virginia | Disposition | 0 0: 0
Virginia | Sales to ultimate customers | 0 0: 0
Virginia | ..Full service providers | 114492700 | 112825144 | 116816747 | 117384211 | 110944698 | 111646889 | 111761995 | 112054916 | 110511827 | 107794985 | 110228265 | 113806135 | 108461587 | 110090819 | 111525729 | 106533840 | 108675998 | 105236917 | 101323815 | 100305309 | 95844135 | 96715402 | 93032468 | 90608523 | 87420340 | 87595643 | 85162485 | 82210138 | 81371781 | 76448426 | 75111148 | 72696269
Virginia | ..Energy-only providers | 1848584.5 | 4429244 | 1605588 | 776476 | 583030 | 631421 | 247050 | 43465 | 0 | 0 | 0 | 0 | 876 | 15518 | 43823 | 41940 | 22055 | 25907 | 30603 | 313261 | 609040 | 0 | 0 | 0 | 0 | 0 | 0 | 0 | 0 | 0 | 0 | 0
Virginia | ..Facility direct sales | 5177.5 | 0 | 13045 | 5661 | 2004 | 2355 | 0 | 0 | 0 | 0 | 0 | 0 | 0 | 0 | 0 | 145461 | 151499 | 161349 | 155313 | 196028 | 0 | 0 | 0 | 0 | 0 | 0 | 0 | 0 | 0 | 0 | 0 | 0
Virginia | Total electric industry sales | 116346462 | 117254388 | 118435380 | 118166348 | 111529732 | 112280665 | 112009045 | 112098381 | 110511827 | 107794985 | 110228265 | 113806135 | 108462463 | 110106337 | 111569552 | 106721241 | 108849552 | 105424173 | 101509731 | 100814598 | 96453175 | 96715402 | 93032468 | 90608523 | 87420340 | 87595643 | 85162485 | 82210138 | 81371781 | 76448426 | 75111148 | 72696269
Virginia | Direct use | 2749767 | 2748969 | 2774097 | 2789651 | 2686351 | 2693188 | 2741042 | 1576943 | 2452991 | 2081360 | 1845371 | 1989510 | 2436293 | 2696683 | 2438542 | 2618130 | 2577487 | 2998532 | 2995409 | 2957850 | 2894919 | 2882976 | 2983983 | 3093533 | 3012075 | 2960768 | 2699123 | 2737415 | 2713544 | 3111171 | 2763433 | 2626953
Virginia | Total international exports | 222.5 | 0 | 0 | 856 | 34 | 0 | 0 | 0 | 0 | 0 | 0 | 0 | 0 | 0 | 0 | 0 | 0 | 0 | 0 | 0 | 0 | 0 | 0 | 0 | 0 | 0 | 0 | 0 | 0 | 0 | 0 | 0
Virginia | Estimated losses | 6278552 | 6530397 | 6422026 | 6094743 | 6067042 | 5860049 | 5586277 | 5836956 | 5936655 | 5837525 | 6811405 | 7030689 | 6904441 | 7013828 | 7061513 | 6919685 | 7275040 | 7725061 | 7453669 | 7562065 | 7542972 | 7522840 | 7298595 | 6442963 | 6591226 | 6799322 | 6500047 | 6245203 | 6512481 | 6043537 | 5767394 | 5519159
Virginia | Unaccounted | 327243.5 | -262762 | 180493 | 649254 | 741989 | 1366290 | 1713798 | 1450652 | 1667101 | 1843333 | 698303 | 998622 | 977731 | 1437912 | 1778155 | 0 | 0 | 0 | 0 | 0 | 0 | 0 | 0 | 0 | 0 | 0 | 0 | 0 | 0 | 0 | 0 | 0
Virginia | Net interstate exports | 0 | 0 | 0 | 0 | 0 | 0 | 0 | 0 | 0 | 0 | 0 | 0 | 0 | 0 | 0 | 0 | 0 | 0 | 0 | 0 | 0 | 0 | 0 | 0 | 0 | 0 | 0 | 0 | 0 | 0 | 0 | 0
Virginia | Total disposition | 125702247 | 126270992 | 127811996 | 127700852 | 121025148 | 122200193 | 122050162 | 120962932 | 120568574 | 117557203 | 119583344 | 123824956 | 118780928 | 121254760 | 122847762 | 118747270 | 121319489 | 118358364 | 113022816 | 112217393 | 106747551 | 108430997 | 104603431 | 101207918 | 97981643 | 98395781 | 95862671 | 92205125 | 91680819 | 86030818 | 84129416 | 81441946
Virginia | Net interstate trade | -29235046 | -23214809 | -30984357 | -32161239 | -30579779 | -29645317 | -37638570 | -43825494 | -43672009 | -46817968 | -52912485 | -50858500 | -48698862 | -48576229 | -44487255 | -45677733 | -42376444 | -39458324 | -37713380 | -37211367 | -32642807 | -31241626 | -30705823 | -29008475 | -29466309 | -31500656 | -32866650 | -30156199 | -30437308 | -29678463 | -29400320 | -28877488
Virginia | Net trade index (ratio) | 0.77 | 0.82 | 0.76 | 0.75 | 0.75 | 0.76 | 0.69 | 0.64 | 0.64 | 0.6 | 0.56 | 0.59 | 0.59 | 0.6 | 0.64 | 0.62 | 0.65 | 0.67 | 0.67 | 0.67 | 0.69 | 0.71 | 0.71 | 0.71 | 0.7 | 0.68 | 0.66 | 0.67 | 0.67 | 0.66 | 0.65 | 0.65
Virginia | Facility Direct Sales are electricity sales from non utility power producers which reported electricity sales to an ultimate customer. Net Interstate Trade = Total Supply - (Total Electric Industry Sales + Direct Use + Total International Exports (if applies) + Estimated Losses). Net Trade Index is the sum of Total Supply / (Total Disposition - Net Interstate Trade). A negative Net Interstate Trade value indicates a net import of electric power. Notes: Totals may not equal sum of components because of independent rounding. Estimated Losses are reported at the utility level, and then allocated to States based on the utility`s salesto ultimate customers by State. Reported losses may include electricity unaccounted for by the utility. Direct use is commercial or industrial use of electricity that (1) is self-generated (2) is produced by either the same entity that consumes the power or an affiliate,and (3) is used in direct support of a service or industrial process located within the same facility or group of facilities that houses the generating equipment. Direct use is exclusive of station use. Beginning with publication year 2010, Total disposition has been reorganized to include Net Interstate Trade. Therefore, Total Disposition equals Total Supply. Sources: U.S. Energy Information Administration, Form EIA-923, Power Plant Operations Report and predecessor forms. U.S. Energy Information Administration,Form EIA-860, Annual Electric Generator Report. U.S. Energy Information Administration, Form EIA-861, Annual Electric Power Industry Report. Form EIA-111, Quarterly Imports and Exports Report. | 0 0: 0
Virginia | Table 10. Supply and disposition of electricity, 1990 through 2020 | 0 | Column2 | Column3 | Column4 | Column5 | Column6 | Column7 | Column8 | Column9 | Column10 | Column11 | Column12 | Column13 | Column14 | Column15 | Column16 | Column17 | Column18 | Column19 | Column20 | Column21 | Column22 | Column23 | Column24 | Column25 | Column26 | Column27 | Column28 | Column29 | Column30 | Column31 | Column32
| Washington | 0 0: 0
Washington | megawatthours | 0 0: 0
Washington | Category | 0 | Year 2020 | Year 2019 | Year 2018 | Year 2017 | Year 2016 | Year 2015 | Year 2014 | Year 2013 | Year 2012 | Year 2011 | Year 2010 | Year 2009 | Year 2008 | Year 2007 | Year 2006 | Year 2005 | Year 2004 | Year 2003 | Year 2002 | Year 2001 | Year 2000 | Year 1999 | Year 1998 | Year 1997 | Year 1996 | Year 1995 | Year 1994 | Year 1993 | Year 1992 | Year 1991 | Year 1990
Washington | Supply | 0 0: 0
Washington | Generation | 0 0: 0
Washington | ..Electric utilities | 97810074.25 | 100652726 | 88466918 | 101638299 | 100482354 | 98948414 | 93675576 | 102294256 | 100013661 | 106615302 | 103334454 | 88057219 | 90733028 | 93162079 | 90531201 | 94067080 | 83152928 | 83500909 | 82205391 | 88568483 | 67683216 | 96227037 | 112071721 | 97127552 | 117453024 | 112606349 | 95671478 | 82347668 | 83771148 | 84114917 | 101353045 | 100478861
Washington | ..Independent power producers | 13748631.25 | 13360168 | 15775539 | 12824205 | 13034613 | 12564609 | 13040863 | 11553416 | 11658343 | 7770860 | 9379276 | 12329887 | 10530950 | 14907806 | 13797369 | 10886889 | 15286762 | 15054456 | 13541083 | 9817232 | 9453572 | 6587550 | 484377 | 350206 | 407735 | 324488 | 365132 | 336421 | 301886 | 311951 | 188961 | 176850
Washington | ..Combined heat and power, electric | 460065 | 0 | 0 | 899661 | 940599 | 1026266 | 998946 | 1003103 | 1042190 | 1075813 | 1193709 | 1740163 | 2084959 | 1859588 | 1947956 | 2385142 | 2516565 | 2582512 | 3350437 | 3268354 | 4427127 | 4064721 | 3047598 | 3245935 | 2947067 | 4204129 | 4692586 | 4567805 | 2662828 | 706236 | 256829 | 8460
Washington | Electric power sector generation subtotal | 112018770.5 | 114012894 | 104242457 | 115362165 | 114457566 | 112539289 | 107715385 | 114850774 | 112714194 | 115461975 | 113907439 | 102127269 | 103348937 | 109929473 | 106276525 | 107339111 | 100956255 | 101137877 | 99096911 | 101654069 | 81563915 | 106879308 | 115603696 | 100723694 | 120807826 | 117134965 | 100729196 | 87251894 | 86735862 | 85133104 | 101798835 | 100664171
Washington | ..Combined heat and power, commercial | 26253.25 | 24125 | 22374 | 31578 | 26936 | 36089 | 34789 | 29642 | 25715 | 7020 | 6583 | 68131 | 58836 | 62959 | 52256 | 78033 | 72734 | 94996 | 77409 | 32932 | 137980 | 106251 | 117921 | 115581 | 113510 | 111940 | 110361 | 89142 | 74935 | 78864 | 94194 | 100626
Washington | ..Combined heat and power, industrial | 1766696.75 | 2077449 | 2198777 | 1362985 | 1427576 | 1511205 | 1537284 | 1453946 | 1433007 | 1366478 | 1348579 | 1277329 | 1062360 | 836018 | 661435 | 786012 | 936861 | 932179 | 920371 | 1078048 | 1346769 | 1251318 | 1362400 | 1319234 | 1204832 | 1411224 | 1358028 | 1245440 | 1184979 | 1270461 | 977534 | 1306738
Washington | Industrial and commercial generation subtotal | 1792950 | 2101574 | 2221151 | 1394563 | 1454512 | 1547294 | 1572073 | 1483588 | 1458722 | 1373499 | 1355162 | 1345460 | 1121196 | 898978 | 713691 | 864045 | 1009595 | 1027175 | 997780 | 1110979 | 1484749 | 1357569 | 1480321 | 1434815 | 1318342 | 1523164 | 1468389 | 1334582 | 1259914 | 1349325 | 1071728 | 1407364
Washington | Total net generation | 113811720.75 | 116114468 | 106463608 | 116756729 | 115912078 | 114086582 | 109287458 | 116334363 | 114172916 | 116835473 | 115262601 | 103472729 | 104470133 | 110828451 | 106990217 | 108203155 | 101965850 | 102165052 | 100094691 | 102765048 | 83048665 | 108236877 | 117084017 | 102158509 | 122126167 | 118658129 | 102197585 | 88586476 | 87995776 | 86482429 | 102870563 | 102071535
Washington | Total international imports | 3122501.25 | 6831412 | 2409006 | 1435330 | 1814257 | 1514335 | 3618887 | 1687101 | 1889261 | 2246709 | 3045037 | 2211420 | 3150023 | 2973166 | 3622104 | 2429604 | 2532518 | 2228741 | 3445319 | 4361543 | 3152421 | 4257197 | 8833922 | 6868703 | 7198952 | 5270168 | 883468 | 2822891 | 1801202 | 6245029 | 2617362 | 280050
Washington | Net interstate imports | 0 | 0 | 0 | 0 | 0 | 0 | 0 | 0 | 0 | 0 | 0 | 1279785 | 0 | 0 | 0 | 0 | 0 | 0 | 0 | 0 | 10176675 | 1096439 | 0 | 1343594 | 0 | 0 | 0 | 6341351 | 13219397 | 7787678 | 0 | 0
Washington | Total supply | 116934222 | 122945880 | 108872614 | 118192059 | 117726335 | 115600917 | 112906345 | 118021464 | 116062177 | 119082182 | 118307638 | 106963934 | 107620156 | 113801617 | 110612321 | 110632759 | 104498368 | 104393793 | 103540010 | 107126591 | 96377761 | 113590513 | 125917939 | 110370806 | 129325119 | 123928297 | 103081053 | 97750718 | 103016375 | 100515136 | 105487925 | 102351585
Washington | Disposition | 0 0: 0
Washington | Sales to ultimate customers | 0 0: 0
Washington | ..Full service providers | 87708205.25 | 84485772 | 88730775 | 87977064 | 89639210 | 86799742 | 88103002 | 90021490 | 90750103 | 90002831 | 91363506 | 88116958 | 85263501 | 85287721 | 83474596 | 82941354 | 81394743 | 79606088 | 76104294 | 75403856 | 78495247 | 93193679 | 94155336 | 91049725 | 88306489 | 87413258 | 88353414 | 87133397 | 90472611 | 89319316 | 92713509 | 91046151
Washington | ..Energy-only providers | 2220020.5 | 2220372 | 2322021 | 2028727 | 2308962 | 2085574 | 2013084 | 2099219 | 2089434 | 2296073 | 2322385 | 2263012 | 4946501 | 2045163 | 2267351 | 2091981 | 2030457 | 375520 | 2020562 | 1088027 | 1170963 | 3317442 | 4874988 | 3822864 | 2625620 | 1010848 | 0 | 0 | 0 | 0 | 0 | 0
Washington | ..Facility direct sales | 0 | 0 | 0 | 0 | 0 | 0 | 0 | 20068 | 43186 | 37537 | 39026 | 0 | 0 | 0 | 0 | 0 | 0 | 0 | 8645 | 0 | 0 | 0 | 0 | 0 | 0 | 0 | 0 | 0 | 0 | 0 | 0 | 0
Washington | Total electric industry sales | 89928225.75 | 86706144 | 91052796 | 90005791 | 91948172 | 88885316 | 90116086 | 92140777 | 92882723 | 92336441 | 93724917 | 90379970 | 90210002 | 87332884 | 85741947 | 85033335 | 83425200 | 79981608 | 78133501 | 76491883 | 79666210 | 96511121 | 99030324 | 94872589 | 90932109 | 88424106 | 88353414 | 87133397 | 90472611 | 89319316 | 92713509 | 91046151
Washington | Direct use | 927572 | 841296 | 889650 | 987941 | 991401 | 1028209 | 949246 | 944590 | 1244298 | 818833 | 1003912 | 1043383 | 887911 | 650283 | 624040 | 759485 | 522383 | 1394018 | 1392566 | 1375105 | 1345849 | 1358902 | 1422104 | 1384728 | 1272012 | 1463148 | 1418041 | 1134517 | 1065936 | 1144802 | 841701 | 1218129
Washington | Total international exports | 4125297 | 1880719 | 6289765 | 5447095 | 2883609 | 2292801 | 6929097 | 9226485 | 8220860 | 8420115 | 9805972 | 9164045 | 9328182 | 10246628 | 6880724 | 11086396 | 5537369 | 7076947 | 5401791 | 5548924 | 8209880 | 5390058 | 7025492 | 4401860 | 3567105 | 663705 | 1648456 | 25538 | 1083688 | 2623 | 2955 | 36917
Washington | Estimated losses | 4852598.5 | 4829035 | 4937236 | 4642287 | 5001836 | 4639021 | 4494399 | 4797765 | 4989626 | 5000384 | 5791603 | 5583473 | 5742536 | 5563148 | 5426820 | 5513465 | 5575785 | 5860732 | 5737197 | 5737628 | 6230173 | 7506950 | 7769140 | 6746172 | 6856003 | 6863629 | 6743595 | 6619205 | 7240853 | 7061030 | 7118988 | 6912296
Washington | Unaccounted | 262675.25 | -194305 | 138762 | 494528 | 611716 | 1081603 | 1378824 | 1192383 | 1401161 | 1578986 | 593753 | 793063 | 813194 | 1140507 | 1366524 | 0 | 0 | 0 | 0 | 0 | 0 | 0 | 0 | 0 | 0 | 0 | 0 | 0 | 0 | 0 | 0 | 0
Washington | Net interstate exports | 16837853.25 | 28882991 | 5564405 | 16614416 | 16289601 | 17673967 | 9038692 | 9719464 | 7323509 | 10927423 | 7387481 | 0 | 638330 | 8868168 | 10572266 | 4932257 | 5979960 | 7523404 | 11143844 | 16434917 | 0 | 0 | 7546923 | 0 | 23842204 | 23939720 | 1979467 | 0 | 0 | 0 | 1642326 | 317343
Washington | Total disposition | 116934222 | 122945880 | 108872614 | 118192059 | 117726335 | 115600917 | 112906345 | 118021464 | 116062177 | 119082182 | 118307638 | 106963934 | 107620156 | 113801617 | 110612321 | 110632759 | 104498368 | 104393793 | 103540010 | 107126591 | 96377761 | 113590513 | 125917939 | 110370806 | 129325119 | 123928297 | 103081053 | 97750718 | 103016375 | 100515136 | 105487925 | 102351585
Washington | Net interstate trade | 16837853.25 | 28882991 | 5564405 | 16614416 | 16289601 | 17673967 | 9038692 | 9719464 | 7323509 | 10927423 | 7387481 | -1279785 | 638330 | 8868168 | 10572266 | 4932257 | 5979960 | 7523404 | 11143844 | 16434917 | -10176675 | -1096439 | 7546923 | -1343594 | 23842204 | 23939720 | 1979467 | -6341351 | -13219397 | -7787678 | 1642326 | 317343
Washington | Net trade index (ratio) | 1.17 | 1.31 | 1.05 | 1.16 | 1.16 | 1.18 | 1.09 | 1.09 | 1.07 | 1.1 | 1.07 | 0.99 | 1.01 | 1.08 | 1.11 | 1.05 | 1.06 | 1.08 | 1.12 | 1.18 | 0.89 | 0.99 | 1.06 | 0.99 | 1.23 | 1.24 | 1.02 | 0.94 | 0.87 | 0.92 | 1.02 | 1
Washington | Facility Direct Sales are electricity sales from non utility power producers which reported electricity sales to an ultimate customer. Net Interstate Trade = Total Supply - (Total Electric Industry Sales + Direct Use + Total International Exports (if applies) + Estimated Losses). Net Trade Index is the sum of Total Supply / (Total Disposition - Net Interstate Trade). A negative Net Interstate Trade value indicates a net import of electric power. Notes: Totals may not equal sum of components because of independent rounding. Estimated Losses are reported at the utility level, and then allocated to States based on the utility`s salesto ultimate customers by State. Reported losses may include electricity unaccounted for by the utility. Direct use is commercial or industrial use of electricity that (1) is self-generated (2) is produced by either the same entity that consumes the power or an affiliate,and (3) is used in direct support of a service or industrial process located within the same facility or group of facilities that houses the generating equipment. Direct use is exclusive of station use. Beginning with publication year 2010, Total disposition has been reorganized to include Net Interstate Trade. Therefore, Total Disposition equals Total Supply. Sources: U.S. Energy Information Administration, Form EIA-923, Power Plant Operations Report and predecessor forms. U.S. Energy Information Administration,Form EIA-860, Annual Electric Generator Report. U.S. Energy Information Administration, Form EIA-861, Annual Electric Power Industry Report. Form EIA-111, Quarterly Imports and Exports Report. | 0 0: 0
Washington | Table 10. Supply and disposition of electricity, 1990 through 2020 | 0 | Column2 | Column3 | Column4 | Column5 | Column6 | Column7 | Column8 | Column9 | Column10 | Column11 | Column12 | Column13 | Column14 | Column15 | Column16 | Column17 | Column18 | Column19 | Column20 | Column21 | Column22 | Column23 | Column24 | Column25 | Column26 | Column27 | Column28 | Column29 | Column30 | Column31 | Column32
| West Virginia | 0 0: 0
West Virginia | megawatthours | 0 0: 0
West Virginia | Category | 0 | Year 2020 | Year 2019 | Year 2018 | Year 2017 | Year 2016 | Year 2015 | Year 2014 | Year 2013 | Year 2012 | Year 2011 | Year 2010 | Year 2009 | Year 2008 | Year 2007 | Year 2006 | Year 2005 | Year 2004 | Year 2003 | Year 2002 | Year 2001 | Year 2000 | Year 1999 | Year 1998 | Year 1997 | Year 1996 | Year 1995 | Year 1994 | Year 1993 | Year 1992 | Year 1991 | Year 1990
West Virginia | Supply | 0 0: 0
West Virginia | Generation | 0 0: 0
West Virginia | ..Electric utilities | 48705934.5 | 40783193 | 48312222 | 49799036 | 55929287 | 59429345 | 57042502 | 63331833 | 46351104 | 47363441 | 55529639 | 56719755 | 51708607 | 66666509 | 69347861 | 68163826 | 61241831 | 59083917 | 64056696 | 63341620 | 51608803 | 89708609 | 91677692 | 89605447 | 88284461 | 83978125 | 77322168 | 77702716 | 71078069 | 72333924 | 71254116 | 77363692
West Virginia | ..Independent power producers | 15137791.25 | 14593742 | 14023278 | 15999729 | 15934416 | 15219991 | 13725382 | 16180781 | 27971143 | 24634159 | 22026337 | 22757413 | 17700136 | 23138417 | 23058183 | 23958597 | 30556310 | 28498415 | 28428954 | 29372856 | 28457588 | 1039980 | 891963 | 945653 | 960345 | 928869 | 936342 | 1353323 | 1237573 | 567918 | 299950 | 250443
West Virginia | ..Combined heat and power, electric | 286519.5 | 0 | 344130 | 385266 | 416682 | 416620 | 405911 | 413607 | 404904 | 408719 | 407290 | 387724 | 413403 | 411413 | 417189 | 470477 | 467260 | 464557 | 446356 | 408741 | 306229 | 451238 | 435126 | 442614 | 456423 | 442350 | 376729 | 414419 | 442981 | 353967 | 103 | 0
West Virginia | Electric power sector generation subtotal | 64130245.25 | 55376935 | 62679630 | 66184031 | 72280385 | 75065956 | 71173795 | 79926222 | 74727151 | 72406319 | 77963266 | 79864892 | 69822146 | 90216339 | 92823233 | 92592900 | 92265401 | 88046889 | 92932006 | 93123217 | 80372620 | 91199826 | 93004781 | 90993714 | 89701229 | 85349344 | 78635239 | 79470458 | 72758623 | 73255808 | 71554170 | 77614135
West Virginia | ..Combined heat and power, commercial | 0 | 0 | 0 | 0 | 0 | 0 | 0 | 0 | 0 | 0 | 0 | 0 | 0 | 0 | 0 | 0 | 0 | 0 | 0 | 0 | 0 | 0 | 0 | 0 | 0 | 0 | 0 | 0 | 0 | 0 | 0 | 0
West Virginia | ..Combined heat and power, industrial | 1168074 | 1284598 | 1246009 | 1064994 | 1076695 | 877012 | 1121474 | 1133355 | 1135916 | 1007086 | 1036357 | 924055 | 960368 | 906758 | 1109877 | 1222904 | 1360885 | 1702673 | 1779548 | 1638535 | 1464105 | 1665349 | 1687816 | 1828473 | 1827648 | 1895045 | 1902190 | 1959084 | 1990540 | 1904106 | 1869565 | 1925409
West Virginia | Industrial and commercial generation subtotal | 1168074 | 1284598 | 1246009 | 1064994 | 1076695 | 877012 | 1121474 | 1133355 | 1135916 | 1007086 | 1036357 | 924055 | 960368 | 906758 | 1109877 | 1222904 | 1360885 | 1702673 | 1779548 | 1638535 | 1464105 | 1665349 | 1687816 | 1828473 | 1827648 | 1895045 | 1902190 | 1959084 | 1990540 | 1904106 | 1869565 | 1925409
West Virginia | Total net generation | 65298319.25 | 56661533 | 63925639 | 67249025 | 73357080 | 75942968 | 72295269 | 81059577 | 75863067 | 73413405 | 78999624 | 80788947 | 70782514 | 91123097 | 93933109 | 93815804 | 93626285 | 89749562 | 94711554 | 94761752 | 81836725 | 92865175 | 94692597 | 92822187 | 91528877 | 87244389 | 80537429 | 81429542 | 74749163 | 75159914 | 73423734 | 79539544
West Virginia | Total international imports | 2295.25 | 0 | 0 | 8784 | 397 | 0 | 0 | 0 | 0 | 0 | 0 | 0 | 0 | 0 | 0 | 0 | 0 | 0 | 0 | 0 | 0 | 0 | 0 | 0 | 0 | 0 | 0 | 0 | 0 | 0 | 0 | 0
West Virginia | Net interstate imports | 0 | 0 | 0 | 0 | 0 | 0 | 0 | 0 | 0 | 0 | 0 | 0 | 0 | 0 | 0 | 0 | 0 | 0 | 0 | 0 | 0 | 0 | 0 | 0 | 0 | 0 | 0 | 0 | 0 | 0 | 0 | 0
West Virginia | Total supply | 65300614.5 | 56661533 | 63925639 | 67257809 | 73357477 | 75942968 | 72295269 | 81059577 | 75863067 | 73413405 | 78999624 | 80788947 | 70782514 | 91123097 | 93933109 | 93815804 | 93626285 | 89749562 | 94711554 | 94761752 | 81836725 | 92865175 | 94692597 | 92822187 | 91528877 | 87244389 | 80537429 | 81429542 | 74749163 | 75159914 | 73423734 | 79539544
West Virginia | Disposition | 0 0: 0
West Virginia | Sales to ultimate customers | 0 0: 0
West Virginia | ..Full service providers | 32669857 | 32076583 | 33247013 | 33646813 | 31709019 | 32076146 | 32303026 | 32696106 | 31399850 | 30817241 | 31238753 | 32031803 | 30271329 | 34221103 | 34183839 | 32312126 | 30130566 | 28918612 | 28274989 | 28463122 | 27669432 | 27692998 | 27144008 | 26511261 | 26247224 | 26126778 | 25976705 | 24775708 | 24441525 | 23831118 | 23624945 | 23132431
West Virginia | ..Energy-only providers | 0 | 0 | 0 | 0 | 0 | 0 | 0 | 0 | 0 | 0 | 0 | 0 | 0 | 0 | 0 | 0 | 0 | 0 | 0 | 0 | 0 | 0 | 0 | 0 | 0 | 0 | 0 | 0 | 0 | 0 | 0 | 0
West Virginia | ..Facility direct sales | 0 | 0 | 0 | 0 | 0 | 0 | 0 | 0 | 0 | 0 | 0 | 0 | 0 | 0 | 0 | 0 | 21503 | 0 | 22004 | 0 | 0 | 0 | 0 | 0 | 0 | 0 | 0 | 0 | 0 | 0 | 0 | 0
West Virginia | Total electric industry sales | 32669857 | 32076583 | 33247013 | 33646813 | 31709019 | 32076146 | 32303026 | 32696106 | 31399850 | 30817241 | 31238753 | 32031803 | 30271329 | 34221103 | 34183839 | 32312126 | 30152069 | 28918612 | 28296993 | 28463122 | 27669432 | 27692998 | 27144008 | 26511261 | 26247224 | 26126778 | 25976705 | 24775708 | 24441525 | 23831118 | 23624945 | 23132431
West Virginia | Direct use | 662712.75 | 760925 | 774742 | 473128 | 642056 | 470563 | 658470 | 696633 | 556760 | 495461 | 512099 | 445681 | 371391 | 520854 | 544461 | 1390780 | 1359996 | 1818157 | 1816264 | 1793490 | 1755332 | 1743594 | 1763441 | 1926151 | 1919885 | 1954313 | 1983968 | 2114023 | 2142462 | 1990313 | 1871331 | 1925622
West Virginia | Total international exports | 64 | 0 | 0 | 246 | 10 | 0 | 0 | 0 | 0 | 0 | 0 | 0 | 0 | 0 | 0 | 0 | 0 | 0 | 0 | 0 | 0 | 0 | 0 | 0 | 0 | 0 | 0 | 0 | 0 | 0 | 0 | 0
West Virginia | Estimated losses | 1762402.25 | 1786482 | 1802782 | 1735424 | 1724921 | 1674089 | 1611063 | 1702484 | 1686789 | 1668876 | 1930356 | 1978853 | 1926995 | 2179901 | 2163580 | 2095082 | 2015236 | 2119040 | 2077795 | 2135008 | 2163845 | 2154052 | 2129505 | 1885155 | 1978960 | 2028005 | 1982678 | 1882120 | 1956145 | 1883940 | 1814037 | 1756232
West Virginia | Unaccounted | 93652.5 | -71882 | 50668 | 184869 | 210955 | 390319 | 494254 | 423116 | 473675 | 526986 | 197899 | 281072 | 272880 | 446904 | 544809 | 0 | 0 | 0 | 0 | 0 | 0 | 0 | 0 | 0 | 0 | 0 | 0 | 0 | 0 | 0 | 0 | 0
West Virginia | Net interstate exports | 30111926.5 | 22109426 | 28050434 | 31217329 | 39070517 | 41331850 | 37228456 | 45541237 | 41745993 | 39904841 | 45120516 | 46051539 | 37939920 | 53754335 | 56496420 | 57861944 | 60019313 | 57282012 | 63204176 | 63078305 | 51213230 | 61816671 | 64171644 | 63208614 | 62109699 | 57895225 | 51295732 | 53640349 | 47209794 | 48340675 | 46961239 | 53623093
West Virginia | Total disposition | 65300614.5 | 56661533 | 63925639 | 67257809 | 73357477 | 75942968 | 72295269 | 81059577 | 75863067 | 73413405 | 78999624 | 80788947 | 70782514 | 91123097 | 93933109 | 93815804 | 93626285 | 89749562 | 94711554 | 94761752 | 81836725 | 92865175 | 94692597 | 92822187 | 91528877 | 87244389 | 80537429 | 81429542 | 74749163 | 75159914 | 73423734 | 79539544
West Virginia | Net interstate trade | 30111926.5 | 22109426 | 28050434 | 31217329 | 39070517 | 41331850 | 37228456 | 45541237 | 41745993 | 39904841 | 45120516 | 46051539 | 37939920 | 53754335 | 56496420 | 57861944 | 60019313 | 57282012 | 63204176 | 63078305 | 51213230 | 61816671 | 64171644 | 63208614 | 62109699 | 57895225 | 51295732 | 53640349 | 47209794 | 48340675 | 46961239 | 53623093
West Virginia | Net trade index (ratio) | 1.8575 | 1.64 | 1.78 | 1.87 | 2.14 | 2.19 | 2.06 | 2.28 | 2.22 | 2.19 | 2.33 | 2.33 | 2.16 | 2.44 | 2.51 | 2.61 | 2.79 | 2.76 | 3.01 | 2.99 | 2.67 | 2.99 | 3.1 | 3.13 | 3.11 | 2.97 | 2.75 | 2.93 | 2.71 | 2.8 | 2.77 | 3.07
West Virginia | Facility Direct Sales are electricity sales from non utility power producers which reported electricity sales to an ultimate customer. Net Interstate Trade = Total Supply - (Total Electric Industry Sales + Direct Use + Total International Exports (if applies) + Estimated Losses). Net Trade Index is the sum of Total Supply / (Total Disposition - Net Interstate Trade). A negative Net Interstate Trade value indicates a net import of electric power. Notes: Totals may not equal sum of components because of independent rounding. Estimated Losses are reported at the utility level, and then allocated to States based on the utility`s salesto ultimate customers by State. Reported losses may include electricity unaccounted for by the utility. Direct use is commercial or industrial use of electricity that (1) is self-generated (2) is produced by either the same entity that consumes the power or an affiliate,and (3) is used in direct support of a service or industrial process located within the same facility or group of facilities that houses the generating equipment. Direct use is exclusive of station use. Beginning with publication year 2010, Total disposition has been reorganized to include Net Interstate Trade. Therefore, Total Disposition equals Total Supply. Sources: U.S. Energy Information Administration, Form EIA-923, Power Plant Operations Report and predecessor forms. U.S. Energy Information Administration,Form EIA-860, Annual Electric Generator Report. U.S. Energy Information Administration, Form EIA-861, Annual Electric Power Industry Report. Form EIA-111, Quarterly Imports and Exports Report. | 0 0: 0
West Virginia | Table 10. Supply and disposition of electricity, 1990 through 2020 | 0 | Column2 | Column3 | Column4 | Column5 | Column6 | Column7 | Column8 | Column9 | Column10 | Column11 | Column12 | Column13 | Column14 | Column15 | Column16 | Column17 | Column18 | Column19 | Column20 | Column21 | Column22 | Column23 | Column24 | Column25 | Column26 | Column27 | Column28 | Column29 | Column30 | Column31 | Column32
| Wisconsin | 0 0: 0
Wisconsin | megawatthours | 0 0: 0
Wisconsin | Category | 0 | Year 2020 | Year 2019 | Year 2018 | Year 2017 | Year 2016 | Year 2015 | Year 2014 | Year 2013 | Year 2012 | Year 2011 | Year 2010 | Year 2009 | Year 2008 | Year 2007 | Year 2006 | Year 2005 | Year 2004 | Year 2003 | Year 2002 | Year 2001 | Year 2000 | Year 1999 | Year 1998 | Year 1997 | Year 1996 | Year 1995 | Year 1994 | Year 1993 | Year 1992 | Year 1991 | Year 1990
Wisconsin | Supply | 0 0: 0
Wisconsin | Generation | 0 0: 0
Wisconsin | ..Electric utilities | 49602335 | 47373949 | 48360670 | 51294228 | 51380493 | 50611672 | 52388626 | 47301782 | 47027455 | 40543431 | 44934059 | 45579970 | 41375366 | 45536712 | 44284480 | 51914755 | 55169108 | 56142364 | 56068698 | 54773666 | 54959426 | 55665471 | 54704370 | 52529065 | 48560127 | 51651435 | 51012390 | 49437481 | 47762861 | 46463756 | 47148818 | 45550958
Wisconsin | ..Independent power producers | 11496389.5 | 11344864 | 11603856 | 11834360 | 11202478 | 11602344 | 11332971 | 10835514 | 16136351 | 20138057 | 15551696 | 15833631 | 15463079 | 14498692 | 15406460 | 6373132 | 3211634 | 1347857 | 726390 | 351481 | 774836 | 566986 | 233407 | 244286 | 164657 | 147177 | 138945 | 133217 | 123871 | 127008 | 107242 | 110156
Wisconsin | ..Combined heat and power, electric | 871199.75 | 937443 | 920643 | 867925 | 758788 | 987622 | 730927 | 792391 | 728849 | 994009 | 638956 | 662839 | 875699 | 943351 | 1064976 | 784894 | 793073 | 406981 | 584872 | 746414 | 568481 | 723405 | 813001 | 913015 | 0 | 32001 | 68342 | 66554 | 26653 | 22651 | 0 | 22651
Wisconsin | Electric power sector generation subtotal | 61969924.25 | 59656256 | 60885169 | 63996513 | 63341759 | 63201639 | 64452525 | 58929686 | 63892655 | 61675497 | 61124711 | 62076440 | 57714143 | 60978755 | 60755916 | 59072781 | 59173815 | 57897202 | 57379960 | 55871561 | 56302743 | 56955862 | 55750779 | 53686366 | 48724784 | 51830613 | 51219677 | 49637252 | 47913385 | 46613415 | 47256060 | 45683765
Wisconsin | ..Combined heat and power, commercial | 136372.25 | 139527 | 137104 | 144573 | 124285 | 157449 | 106339 | 176219 | 130195 | 71941 | 114853 | 142106 | 184190 | 171414 | 125697 | 109795 | 164035 | 163289 | 131819 | 146860 | 147714 | 158732 | 152010 | 137991 | 127114 | 114254 | 109385 | 108002 | 11313 | 20287 | 17207 | 20287
Wisconsin | ..Combined heat and power, industrial | 1710449 | 1652762 | 1752027 | 1795718 | 1641289 | 1607524 | 1801319 | 1958891 | 1939942 | 2003500 | 2049780 | 2095521 | 2060727 | 2329386 | 2509017 | 2457267 | 2486814 | 2384442 | 2610645 | 2413017 | 2312976 | 2529826 | 2636062 | 2623074 | 2562111 | 2472872 | 2594069 | 2613702 | 2313854 | 2259697 | 2083468 | 2064804
Wisconsin | Industrial and commercial generation subtotal | 1846821 | 1792289 | 1889131 | 1940291 | 1765573 | 1764972 | 1907658 | 2135109 | 2070137 | 2075441 | 2164633 | 2237627 | 2244917 | 2500800 | 2634714 | 2567063 | 2650849 | 2547732 | 2742464 | 2559877 | 2460689 | 2688557 | 2788072 | 2761065 | 2689225 | 2587125 | 2703454 | 2721704 | 2325167 | 2279984 | 2100676 | 2085091
Wisconsin | Total net generation | 63816745 | 61448545 | 62774299 | 65936803 | 65107333 | 64966611 | 66360183 | 61064796 | 65962792 | 63750938 | 63289344 | 64314067 | 59959060 | 63479555 | 63390630 | 61639843 | 61824664 | 60444933 | 60122425 | 58431438 | 58763433 | 59644419 | 58538851 | 56447431 | 51414009 | 54417739 | 53923131 | 52358955 | 50238552 | 48893398 | 49356736 | 47768856
Wisconsin | Total international imports | 0 | 0 | 0 | 0 | 0 | 0 | 0 | 0 | 0 | 0 | 0 | 0 | 0 | 0 | 80 | 34 | 68 | 0 | 920 | 0 | 0 | 0 | 402581 | 840008 | 878428 | 163471 | 0 | 0 | 0 | 0 | 0 | 0
Wisconsin | Net interstate imports | 11118941.75 | 11369263 | 12109349 | 11010488 | 9986667 | 11035106 | 8784224 | 15065290 | 10047247 | 12179194 | 12212738 | 11535663 | 13344578 | 14492190 | 16114283 | 16050592 | 16571114 | 15871347 | 14745353 | 16164635 | 13416267 | 13394358 | 12513742 | 12067833 | 15062186 | 11405855 | 11327915 | 9790455 | 9652845 | 8415097 | 7802914 | 7348237
Wisconsin | Total supply | 74935686.75 | 72817808 | 74883648 | 76947291 | 75094000 | 76001717 | 75144407 | 76130086 | 76010039 | 75930132 | 75502082 | 75849730 | 73303638 | 77971745 | 79504993 | 77690469 | 78395846 | 76316280 | 74868698 | 74596073 | 72179700 | 73038777 | 71455174 | 69355272 | 67354623 | 65987065 | 65251046 | 62149410 | 59891397 | 57308495 | 57159650 | 55117093
Wisconsin | Disposition | 0 0: 0
Wisconsin | Sales to ultimate customers | 0 0: 0
Wisconsin | ..Full service providers | 69161139.75 | 67448361 | 69157540 | 70959549 | 69079109 | 69736183 | 68696640 | 69223736 | 68822688 | 68820090 | 68611622 | 68752417 | 66286439 | 70121827 | 71301300 | 69818749 | 70333683 | 67905372 | 67178171 | 66999296 | 65218293 | 65146487 | 63547448 | 62061221 | 60094002 | 58743628 | 57966904 | 55411611 | 53156402 | 50925090 | 51032208 | 49198028
Wisconsin | ..Energy-only providers | 0 | 0 | 0 | 0 | 0 | 0 | 0 | 0 | 0 | 0 | 0 | 0 | 0 | 0 | 0 | 0 | 0 | 0 | 0 | 0 | 0 | 0 | 0 | 0 | 0 | 0 | 0 | 0 | 0 | 0 | 0 | 0
Wisconsin | ..Facility direct sales | 0 | 0 | 0 | 0 | 0 | 155 | 2292 | 271019 | 301355 | 0 | 0 | 0 | 0 | 0 | 0 | 2000 | 2000 | 70337 | 63323 | 16135 | 0 | 0 | 0 | 0 | 0 | 0 | 0 | 0 | 0 | 0 | 0 | 0
Wisconsin | Total electric industry sales | 69161139.75 | 67448361 | 69157540 | 70959549 | 69079109 | 69736338 | 68698932 | 69494755 | 69124043 | 68820090 | 68611622 | 68752417 | 66286439 | 70121827 | 71301300 | 69820749 | 70335683 | 67975709 | 67241494 | 67015431 | 65218293 | 65146487 | 63547448 | 62061221 | 60094002 | 58743628 | 57966904 | 55411611 | 53156402 | 50925090 | 51032208 | 49198028
Wisconsin | Direct use | 1842572.75 | 1764109 | 1870723 | 1937935 | 1797524 | 1777176 | 1968093 | 2117420 | 2129923 | 2206313 | 2216040 | 2246656 | 2200039 | 2467351 | 2554483 | 3586727 | 4086924 | 2758806 | 2755932 | 2721376 | 2663477 | 2724611 | 2767317 | 2752192 | 2701748 | 2599273 | 2772603 | 2785420 | 2354569 | 2299356 | 2104152 | 2104694
Wisconsin | Total international exports | 0 | 0 | 0 | 0 | 0 | 0 | 0 | 0 | 0 | 0 | 0 | 0 | 0 | 30 | 0 | 0 | 0 | 0 | 0 | 0 | 0 | 0 | 3248 | 33488 | 0 | 0 | 0 | 0 | 0 | 0 | 0 | 0
Wisconsin | Estimated losses | 3731050 | 3756487 | 3749991 | 3659927 | 3757795 | 3639615 | 3426252 | 3618588 | 3713319 | 3726880 | 4239761 | 4247371 | 4219624 | 4466795 | 4512836 | 4527098 | 4700937 | 4980988 | 4937417 | 5026802 | 5100296 | 5067307 | 4985433 | 4413031 | 4530904 | 4559780 | 4424337 | 4209417 | 4254301 | 4025821 | 3918498 | 3735154
Wisconsin | Unaccounted | 200924.25 | -151149 | 105394 | 389880 | 459572 | 848588 | 1051130 | 899324 | 1042755 | 1176848 | 434659 | 603286 | 597536 | 915742 | 1136374 | 0 | 0 | 0 | 0 | 0 | 0 | 0 | 0 | 0 | 0 | 0 | 0 | 0 | 0 | 0 | 0 | 0
Wisconsin | Net interstate exports | 0 | 0 | 0 | 0 | 0 | 0 | 0 | 0 | 0 | 0 | 0 | 0 | 0 | 0 | 0 | 0 | 0 | 0 | 0 | 0 | 0 | 0 | 0 | 0 | 0 | 0 | 0 | 0 | 0 | 0 | 0 | 0
Wisconsin | Total disposition | 74935686.75 | 72817808 | 74883648 | 76947291 | 75094000 | 76001717 | 75144407 | 76130086 | 76010039 | 75930132 | 75502082 | 75849730 | 73303638 | 77971745 | 79504993 | 77690469 | 78395846 | 76316280 | 74868698 | 74596073 | 72179700 | 73038777 | 71455174 | 69355272 | 67354623 | 65987065 | 65251046 | 62149410 | 59891397 | 57308495 | 57159650 | 55117093
Wisconsin | Net interstate trade | -11118941.75 | -11369263 | -12109349 | -11010488 | -9986667 | -11035106 | -8784224 | -15065290 | -10047247 | -12179194 | -12212738 | -11535663 | -13344578 | -14492190 | -16114283 | -16050592 | -16571114 | -15871347 | -14745353 | -16164635 | -13416267 | -13394358 | -12513742 | -12067833 | -15062186 | -11405855 | -11327915 | -9790455 | -9652845 | -8415097 | -7802914 | -7348237
Wisconsin | Net trade index (ratio) | 0.8525 | 0.84 | 0.84 | 0.86 | 0.87 | 0.85 | 0.88 | 0.8 | 0.87 | 0.84 | 0.84 | 0.85 | 0.82 | 0.81 | 0.8 | 0.79 | 0.79 | 0.79 | 0.8 | 0.78 | 0.81 | 0.82 | 0.82 | 0.83 | 0.78 | 0.83 | 0.83 | 0.84 | 0.84 | 0.85 | 0.86 | 0.87
Wisconsin | Facility Direct Sales are electricity sales from non utility power producers which reported electricity sales to an ultimate customer. Net Interstate Trade = Total Supply - (Total Electric Industry Sales + Direct Use + Total International Exports (if applies) + Estimated Losses). Net Trade Index is the sum of Total Supply / (Total Disposition - Net Interstate Trade). A negative Net Interstate Trade value indicates a net import of electric power. Notes: Totals may not equal sum of components because of independent rounding. Estimated Losses are reported at the utility level, and then allocated to States based on the utility`s salesto ultimate customers by State. Reported losses may include electricity unaccounted for by the utility. Direct use is commercial or industrial use of electricity that (1) is self-generated (2) is produced by either the same entity that consumes the power or an affiliate,and (3) is used in direct support of a service or industrial process located within the same facility or group of facilities that houses the generating equipment. Direct use is exclusive of station use. Beginning with publication year 2010, Total disposition has been reorganized to include Net Interstate Trade. Therefore, Total Disposition equals Total Supply. Sources: U.S. Energy Information Administration, Form EIA-923, Power Plant Operations Report and predecessor forms. U.S. Energy Information Administration,Form EIA-860, Annual Electric Generator Report. U.S. Energy Information Administration, Form EIA-861, Annual Electric Power Industry Report. Form EIA-111, Quarterly Imports and Exports Report. | 0 0: 0
Wisconsin | Table 10. Supply and disposition of electricity, 1990 through 2020 | 0 | Column2 | Column3 | Column4 | Column5 | Column6 | Column7 | Column8 | Column9 | Column10 | Column11 | Column12 | Column13 | Column14 | Column15 | Column16 | Column17 | Column18 | Column19 | Column20 | Column21 | Column22 | Column23 | Column24 | Column25 | Column26 | Column27 | Column28 | Column29 | Column30 | Column31 | Column32
| Wyoming | 0 0: 0
Wyoming | megawatthours | 0 0: 0
Wyoming | Category | 0 | Year 2020 | Year 2019 | Year 2018 | Year 2017 | Year 2016 | Year 2015 | Year 2014 | Year 2013 | Year 2012 | Year 2011 | Year 2010 | Year 2009 | Year 2008 | Year 2007 | Year 2006 | Year 2005 | Year 2004 | Year 2003 | Year 2002 | Year 2001 | Year 2000 | Year 1999 | Year 1998 | Year 1997 | Year 1996 | Year 1995 | Year 1994 | Year 1993 | Year 1992 | Year 1991 | Year 1990
Wyoming | Supply | 0 0: 0
Wyoming | Generation | 0 0: 0
Wyoming | ..Electric utilities | 39593602.5 | 36693200 | 37606739 | 41954949 | 42119522 | 42193983 | 44787847 | 45068982 | 48089178 | 45228452 | 43195035 | 44738543 | 43182207 | 43909400 | 43144350 | 42905244 | 44031568 | 43059537 | 42261405 | 42532420 | 43764015 | 44585709 | 42951057 | 44699071 | 40765087 | 40851631 | 39683722 | 42337169 | 40154595 | 41852352 | 38667162 | 39378154
Wyoming | ..Independent power producers | 3086472 | 3310295 | 3200898 | 2632661 | 3202034 | 3029125 | 2693131 | 3266304 | 3119986 | 3128382 | 3228085 | 2407509 | 1917569 | 1627490 | 1465439 | 1483625 | 702248 | 1350338 | 1052443 | 575810 | 348963 | 245911 | 11150 | 2045 | 0 | 0 | 0 | 0 | 0 | 0 | 0 | 0
Wyoming | ..Combined heat and power, electric | 0 | 0 | 0 | 0 | 0 | 0 | 0 | 0 | 0 | 0 | 0 | 0 | 0 | 0 | 0 | 0 | 0 | 0 | 0 | 0 | 0 | 0 | 0 | 0 | 0 | 0 | 0 | 0 | 0 | 0 | 0 | 0
Wyoming | Electric power sector generation subtotal | 42680074.5 | 40003495 | 40807637 | 44587610 | 45321556 | 45223108 | 47480978 | 48335286 | 51209164 | 48356834 | 46423120 | 47146052 | 45099776 | 45536890 | 44609789 | 44388869 | 44733816 | 44409875 | 43313848 | 43108230 | 44112978 | 44831620 | 42962207 | 44701116 | 40765087 | 40851631 | 39683722 | 42337169 | 40154595 | 41852352 | 38667162 | 39378154
Wyoming | ..Combined heat and power, commercial | 0 | 0 | 0 | 0 | 0 | 0 | 0 | 0 | 0 | 0 | 0 | 0 | 0 | 0 | 0 | 0 | 0 | 0 | 0 | 0 | 0 | 0 | 0 | 0 | 0 | 0 | 0 | 0 | 0 | 0 | 0 | 0
Wyoming | ..Combined heat and power, industrial | 1572582.25 | 2007494 | 1338019 | 1524526 | 1420290 | 1433522 | 1485541 | 1360897 | 1273901 | 1231772 | 1215351 | 973202 | 929437 | 963558 | 1023697 | 1011501 | 833491 | 397729 | 312754 | 675609 | 663963 | 662661 | 670284 | 646180 | 644476 | 620365 | 567887 | 665116 | 616760 | 621542 | 631226 | 596811
Wyoming | Industrial and commercial generation subtotal | 1572582.25 | 2007494 | 1338019 | 1524526 | 1420290 | 1433522 | 1485541 | 1360897 | 1273901 | 1231772 | 1215351 | 973202 | 929437 | 963558 | 1023697 | 1011501 | 833491 | 397729 | 312754 | 675609 | 663963 | 662661 | 670284 | 646180 | 644476 | 620365 | 567887 | 665116 | 616760 | 621542 | 631226 | 596811
Wyoming | Total net generation | 44252656.75 | 42010989 | 42145656 | 46112136 | 46741846 | 46656630 | 48966519 | 49696183 | 52483065 | 49588606 | 47638471 | 48119254 | 46029212 | 46500448 | 45633486 | 45400370 | 45567307 | 44807604 | 43626602 | 43783839 | 44776941 | 45494281 | 43632491 | 45347296 | 41409563 | 41471996 | 40251609 | 43002285 | 40771355 | 42473894 | 39298388 | 39974965
Wyoming | Total international imports | 489.5 | 0 | 0 | 1437 | 521 | 338 | 3154 | 12083 | 3528 | 532 | 11016 | 7394 | 8946 | 22734 | 32295 | 27593 | 47611 | 19081 | 28651 | 21187 | 0 | 0 | 0 | 0 | 0 | 0 | 0 | 0 | 0 | 0 | 0 | 0
Wyoming | Net interstate imports | 0 | 0 | 0 | 0 | 0 | 0 | 0 | 0 | 0 | 0 | 0 | 0 | 0 | 0 | 0 | 0 | 0 | 0 | 0 | 0 | 0 | 0 | 0 | 0 | 0 | 0 | 0 | 0 | 0 | 0 | 0 | 0
Wyoming | Total supply | 44253146.25 | 42010989 | 42145656 | 46113573 | 46742367 | 46656968 | 48969673 | 49708266 | 52486593 | 49589138 | 47649487 | 48126648 | 46038158 | 46523182 | 45665781 | 45427963 | 45614918 | 44826685 | 43655253 | 43805026 | 44776941 | 45494281 | 43632491 | 45347296 | 41409563 | 41471996 | 40251609 | 43002285 | 40771355 | 42473894 | 39298388 | 39974965
Wyoming | Disposition | 0 0: 0
Wyoming | Sales to ultimate customers | 0 0: 0
Wyoming | ..Full service providers | 16434314.75 | 15331018 | 16763496 | 16864678 | 16778067 | 16554870 | 16924762 | 17134075 | 17053514 | 16971354 | 17417762 | 17113458 | 16561937 | 16690249 | 15535552 | 14946612 | 14137727 | 13539513 | 13251152 | 12874060 | 12949505 | 12367684 | 11782349 | 11640566 | 11786205 | 11475069 | 11198535 | 11696380 | 11885187 | 11699946 | 11756848 | 11768839
Wyoming | ..Energy-only providers | 0 | 0 | 0 | 0 | 0 | 0 | 0 | 0 | 0 | 0 | 0 | 0 | 0 | 0 | 0 | 0 | 0 | 0 | 0 | 0 | 0 | 0 | 0 | 0 | 0 | 0 | 0 | 0 | 0 | 0 | 0 | 0
Wyoming | ..Facility direct sales | 0 | 0 | 0 | 0 | 0 | 0 | 0 | 0 | 0 | 0 | 0 | 0 | 0 | 0 | 0 | 0 | 0 | 0 | 2684 | 0 | 0 | 0 | 0 | 0 | 0 | 0 | 0 | 0 | 0 | 0 | 0 | 0
Wyoming | Total electric industry sales | 16434314.75 | 15331018 | 16763496 | 16864678 | 16778067 | 16554870 | 16924762 | 17134075 | 17053514 | 16971354 | 17417762 | 17113458 | 16561937 | 16690249 | 15535552 | 14946612 | 14137727 | 13539513 | 13253836 | 12874060 | 12949505 | 12367684 | 11782349 | 11640566 | 11786205 | 11475069 | 11198535 | 11696380 | 11885187 | 11699946 | 11756848 | 11768839
Wyoming | Direct use | 1485594 | 1504219 | 1374786 | 1592698 | 1470673 | 1464213 | 1521287 | 1388386 | 1318703 | 1282643 | 1260281 | 1000189 | 970224 | 1001086 | 1033540 | 1216635 | 349697 | 662293 | 661603 | 653307 | 639408 | 662661 | 670284 | 646180 | 644476 | 620365 | 567887 | 646676 | 616760 | 617999 | 581226 | 546811
Wyoming | Total international exports | 1185.25 | 0 | 0 | 4638 | 103 | 128 | 963 | 16624 | 5343 | 3639 | 9425 | 33049 | 45275 | 64473 | 86976 | 74760 | 145487 | 75296 | 0 | 0 | 0 | 0 | 0 | 0 | 0 | 0 | 0 | 0 | 0 | 0 | 0 | 0
Wyoming | Estimated losses | 886343.25 | 853850 | 908982 | 869841 | 912700 | 864017 | 844096 | 892170 | 916109 | 919066 | 1076307 | 1057231 | 1054290 | 1063177 | 983284 | 969121 | 944905 | 992121 | 973204 | 965678 | 1012696 | 961999 | 924350 | 827734 | 888644 | 890714 | 854731 | 888531 | 951215 | 924925 | 902747 | 893500
Wyoming | Unaccounted | 48868.5 | -34356 | 25547 | 92661 | 111622 | 201448 | 258958 | 221730 | 257257 | 290216 | 110343 | 150167 | 149297 | 217963 | 247600 | 0 | 0 | 0 | 0 | 0 | 0 | 0 | 0 | 0 | 0 | 0 | 0 | 0 | 0 | 0 | 0 | 0
Wyoming | Net interstate exports | 25396840.75 | 24356259 | 23072845 | 26689057 | 27469202 | 27572292 | 29419607 | 30055281 | 32935668 | 30122220 | 27775369 | 28772554 | 27257135 | 27486234 | 27778830 | 28721461 | 29712054 | 29550475 | 28897916 | 29474549 | 30445094 | 31628151 | 30384413 | 32344762 | 28199216 | 28581870 | 27645823 | 29883620 | 27380203 | 29307278 | 26129796 | 26790161
Wyoming | Total disposition | 44253146.25 | 42010989 | 42145656 | 46113573 | 46742367 | 46656968 | 48969673 | 49708266 | 52486593 | 49589138 | 47649487 | 48126648 | 46038158 | 46523182 | 45665781 | 45427963 | 45614918 | 44826685 | 43655253 | 43805026 | 44776941 | 45494281 | 43632491 | 45347296 | 41409563 | 41471996 | 40251609 | 43002285 | 40771355 | 42473894 | 39298388 | 39974965
Wyoming | Net interstate trade | 25396840.75 | 24356259 | 23072845 | 26689057 | 27469202 | 27572292 | 29419607 | 30055281 | 32935668 | 30122220 | 27775369 | 28772554 | 27257135 | 27486234 | 27778830 | 28721461 | 29712054 | 29550475 | 28897916 | 29474549 | 30445094 | 31628151 | 30384413 | 32344762 | 28199216 | 28581870 | 27645823 | 29883620 | 27380203 | 29307278 | 26129796 | 26790161
Wyoming | Net trade index (ratio) | 2.3475 | 2.38 | 2.21 | 2.37 | 2.43 | 2.44 | 2.5 | 2.53 | 2.68 | 2.55 | 2.4 | 2.49 | 2.45 | 2.44 | 2.55 | 2.72 | 2.87 | 2.93 | 2.96 | 3.06 | 3.12 | 3.28 | 3.29 | 3.49 | 3.13 | 3.22 | 3.19 | 3.28 | 3.04 | 3.23 | 2.98 | 3.03
Wyoming | Facility Direct Sales are electricity sales from non utility power producers which reported electricity sales to an ultimate customer. Net Interstate Trade = Total Supply - (Total Electric Industry Sales + Direct Use + Total International Exports (if applies) + Estimated Losses). Net Trade Index is the sum of Total Supply / (Total Disposition - Net Interstate Trade). A negative Net Interstate Trade value indicates a net import of electric power. Notes: Totals may not equal sum of components because of independent rounding. Estimated Losses are reported at the utility level, and then allocated to States based on the utility`s salesto ultimate customers by State. Reported losses may include electricity unaccounted for by the utility. Direct use is commercial or industrial use of electricity that (1) is self-generated (2) is produced by either the same entity that consumes the power or an affiliate,and (3) is used in direct support of a service or industrial process located within the same facility or group of facilities that houses the generating equipment. Direct use is exclusive of station use. Beginning with publication year 2010, Total disposition has been reorganized to include Net Interstate Trade. Therefore, Total Disposition equals Total Supply. Sources: U.S. Energy Information Administration, Form EIA-923, Power Plant Operations Report and predecessor forms. U.S. Energy Information Administration,Form EIA-860, Annual Electric Generator Report. U.S. Energy Information Administration, Form EIA-861, Annual Electric Power Industry Report. Form EIA-111, Quarterly Imports and Exports Report.

## calcs
BECF-pre-ret
|  | 2016 | 2017 | 2018 | 2019 | 2020 | 2021 | 2022 | 2023 | 2024 | 2025 | 2026 | 2027 | 2028 | 2029 | 2030 | 2031 | 2032 | 2033 | 2034 | 2035 | 2036 | 2037 | 2038 | 2039 | 2040 | 2041 | 2042 | 2043 | 2044 | 2045 | 2046 | 2047 | 2048 | 2049 | 2050
EIA 860/923 2020 | hard coal | 0.027471 | 0.027471 | 0.027471 | 0.027471 | 0.027471 | 0.027471 | 0.027471 | 0.027471 | 0.027471 | 0.027471 | 0.027471 | 0.027471 | 0.027471 | 0.027471 | 0.027471 | 0.027471 | 0.027471 | 0.027471 | 0.027471 | 0.027471 | 0.027471 | 0.027471 | 0.027471 | 0.027471 | 0.027471 | 0.027471 | 0.027471 | 0.027471 | 0.027471 | 0.027471 | 0.027471 | 0.027471 | 0.027471 | 0.027471 | 0.027471
EIA 860/923 2020 | natural gas nonpeaker - preexisting retiring | 0.0040924 | 0.0040924 | 0.0040924 | 0.0040924 | 0.0040924 | 0.0040924 | 0.0040924 | 0.0040924 | 0.0040924 | 0.0040924 | 0.0040924 | 0.0040924 | 0.0040924 | 0.0040924 | 0.0040924 | 0.0040924 | 0.0040924 | 0.0040924 | 0.0040924 | 0.0040924 | 0.0040924 | 0.0040924 | 0.0040924 | 0.0040924 | 0.0040924 | 0.0040924 | 0.0040924 | 0.0040924 | 0.0040924 | 0.0040924 | 0.0040924 | 0.0040924 | 0.0040924 | 0.0040924 | 0.0040924
EIA 860/923 2020 | nuclear | 0.90252 | 0.90252 | 0.90252 | 0.90252 | 0.90252 | 0.90252 | 0.90252 | 0.90252 | 0.90252 | 0.90252 | 0.90252 | 0.90252 | 0.90252 | 0.90252 | 0.90252 | 0.90252 | 0.90252 | 0.90252 | 0.90252 | 0.90252 | 0.90252 | 0.90252 | 0.90252 | 0.90252 | 0.90252 | 0.90252 | 0.90252 | 0.90252 | 0.90252 | 0.90252 | 0.90252 | 0.90252 | 0.90252 | 0.90252 | 0.90252
EIA 860/923 2020 | hydro | 0.27937 | 0.27937 | 0.27937 | 0.27937 | 0.27937 | 0.27937 | 0.27937 | 0.27937 | 0.27937 | 0.27937 | 0.27937 | 0.27937 | 0.27937 | 0.27937 | 0.27937 | 0.27937 | 0.27937 | 0.27937 | 0.27937 | 0.27937 | 0.27937 | 0.27937 | 0.27937 | 0.27937 | 0.27937 | 0.27937 | 0.27937 | 0.27937 | 0.27937 | 0.27937 | 0.27937 | 0.27937 | 0.27937 | 0.27937 | 0.27937
EIA 860/923 2020 | onshore wind | 0.28276 | 0.28276 | 0.28276 | 0.28276 | 0.28276 | 0.28276 | 0.28276 | 0.28276 | 0.28276 | 0.28276 | 0.28276 | 0.28276 | 0.28276 | 0.28276 | 0.28276 | 0.28276 | 0.28276 | 0.28276 | 0.28276 | 0.28276 | 0.28276 | 0.28276 | 0.28276 | 0.28276 | 0.28276 | 0.28276 | 0.28276 | 0.28276 | 0.28276 | 0.28276 | 0.28276 | 0.28276 | 0.28276 | 0.28276 | 0.28276
EIA 860/923 2020 | solar PV | 0.18422 | 0.18422 | 0.18422 | 0.18422 | 0.18422 | 0.18422 | 0.18422 | 0.18422 | 0.18422 | 0.18422 | 0.18422 | 0.18422 | 0.18422 | 0.18422 | 0.18422 | 0.18422 | 0.18422 | 0.18422 | 0.18422 | 0.18422 | 0.18422 | 0.18422 | 0.18422 | 0.18422 | 0.18422 | 0.18422 | 0.18422 | 0.18422 | 0.18422 | 0.18422 | 0.18422 | 0.18422 | 0.18422 | 0.18422 | 0.18422
source: NREL ARB 2019 | solar thermal | 0.02 | 0.02 | 0.02 | 0.02 | 0.02 | 0.02 | 0.02 | 0.02 | 0.02 | 0.02 | 0.02 | 0.02 | 0.02 | 0.02 | 0.02 | 0.02 | 0.02 | 0.02 | 0.02 | 0.02 | 0.02 | 0.02 | 0.02 | 0.02 | 0.02 | 0.02 | 0.02 | 0.02 | 0.02 | 0.02 | 0.02 | 0.02 | 0.02 | 0.02 | 0.02
EIA 860/923 2020 | biomass | 0.40305 | 0.40305 | 0.40305 | 0.40305 | 0.40305 | 0.40305 | 0.40305 | 0.40305 | 0.40305 | 0.40305 | 0.40305 | 0.40305 | 0.40305 | 0.40305 | 0.40305 | 0.40305 | 0.40305 | 0.40305 | 0.40305 | 0.40305 | 0.40305 | 0.40305 | 0.40305 | 0.40305 | 0.40305 | 0.40305 | 0.40305 | 0.40305 | 0.40305 | 0.40305 | 0.40305 | 0.40305 | 0.40305 | 0.40305 | 0.40305
EIA 860/923 2020 | geothermal | 0.02 | 0.02 | 0.02 | 0.02 | 0.02 | 0.02 | 0.02 | 0.02 | 0.02 | 0.02 | 0.02 | 0.02 | 0.02 | 0.02 | 0.02 | 0.02 | 0.02 | 0.02 | 0.02 | 0.02 | 0.02 | 0.02 | 0.02 | 0.02 | 0.02 | 0.02 | 0.02 | 0.02 | 0.02 | 0.02 | 0.02 | 0.02 | 0.02 | 0.02 | 0.02
EIA 860/923 2020 | petroleum | 0.042518 | 0.042518 | 0.042518 | 0.042518 | 0.042518 | 0.042518 | 0.042518 | 0.042518 | 0.042518 | 0.042518 | 0.042518 | 0.042518 | 0.042518 | 0.042518 | 0.042518 | 0.042518 | 0.042518 | 0.042518 | 0.042518 | 0.042518 | 0.042518 | 0.042518 | 0.042518 | 0.042518 | 0.042518 | 0.042518 | 0.042518 | 0.042518 | 0.042518 | 0.042518 | 0.042518 | 0.042518 | 0.042518 | 0.042518 | 0.042518
EIA 860/923 2020 | natural gas peaker | 0.02 | 0.02 | 0.02 | 0.02 | 0.02 | 0.02 | 0.02 | 0.02 | 0.02 | 0.02 | 0.02 | 0.02 | 0.02 | 0.02 | 0.02 | 0.02 | 0.02 | 0.02 | 0.02 | 0.02 | 0.02 | 0.02 | 0.02 | 0.02 | 0.02 | 0.02 | 0.02 | 0.02 | 0.02 | 0.02 | 0.02 | 0.02 | 0.02 | 0.02 | 0.02
EIA 860/923 2020 | lignite | 0.02 | 0.02 | 0.02 | 0.02 | 0.02 | 0.02 | 0.02 | 0.02 | 0.02 | 0.02 | 0.02 | 0.02 | 0.02 | 0.02 | 0.02 | 0.02 | 0.02 | 0.02 | 0.02 | 0.02 | 0.02 | 0.02 | 0.02 | 0.02 | 0.02 | 0.02 | 0.02 | 0.02 | 0.02 | 0.02 | 0.02 | 0.02 | 0.02 | 0.02 | 0.02
source: NREL ATB 2022 | offshore wind | 0.02 | 0.02 | 0.02 | 0.02 | 0.02 | 0.02 | 0.02 | 0.02 | 0.02 | 0.02 | 0.02 | 0.02 | 0.02 | 0.02 | 0.02 | 0.02 | 0.02 | 0.02 | 0.02 | 0.02 | 0.02 | 0.02 | 0.02 | 0.02 | 0.02 | 0.02 | 0.02 | 0.02 | 0.02 | 0.02 | 0.02 | 0.02 | 0.02 | 0.02 | 0.02
EIA 860/923 2020 | crude oil | 0.02 | 0.02 | 0.02 | 0.02 | 0.02 | 0.02 | 0.02 | 0.02 | 0.02 | 0.02 | 0.02 | 0.02 | 0.02 | 0.02 | 0.02 | 0.02 | 0.02 | 0.02 | 0.02 | 0.02 | 0.02 | 0.02 | 0.02 | 0.02 | 0.02 | 0.02 | 0.02 | 0.02 | 0.02 | 0.02 | 0.02 | 0.02 | 0.02 | 0.02 | 0.02
EIA 860/923 2020 | heavy or residual fuel oil | 0.02 | 0.02 | 0.02 | 0.02 | 0.02 | 0.02 | 0.02 | 0.02 | 0.02 | 0.02 | 0.02 | 0.02 | 0.02 | 0.02 | 0.02 | 0.02 | 0.02 | 0.02 | 0.02 | 0.02 | 0.02 | 0.02 | 0.02 | 0.02 | 0.02 | 0.02 | 0.02 | 0.02 | 0.02 | 0.02 | 0.02 | 0.02 | 0.02 | 0.02 | 0.02
EIA 860/923 2020 | municipal solid waste | 0.9613 | 0.9613 | 0.9613 | 0.9613 | 0.9613 | 0.9613 | 0.9613 | 0.9613 | 0.9613 | 0.9613 | 0.9613 | 0.9613 | 0.9613 | 0.9613 | 0.9613 | 0.9613 | 0.9613 | 0.9613 | 0.9613 | 0.9613 | 0.9613 | 0.9613 | 0.9613 | 0.9613 | 0.9613 | 0.9613 | 0.9613 | 0.9613 | 0.9613 | 0.9613 | 0.9613 | 0.9613 | 0.9613 | 0.9613 | 0.9613
BECF-pre-nonret
|  | 2016 | 2017 | 2018 | 2019 | 2020 | 2021 | 2022 | 2023 | 2024 | 2025 | 2026 | 2027 | 2028 | 2029 | 2030 | 2031 | 2032 | 2033 | 2034 | 2035 | 2036 | 2037 | 2038 | 2039 | 2040 | 2041 | 2042 | 2043 | 2044 | 2045 | 2046 | 2047 | 2048 | 2049 | 2050
EIA 860/923 2020 | natural gas nonpeaker - preexisting nonretiring | 0.33056 | 0.33056 | 0.33056 | 0.33056 | 0.33056 | 0.33056 | 0.33056 | 0.33056 | 0.33056 | 0.33056 | 0.33056 | 0.33056 | 0.33056 | 0.33056 | 0.33056 | 0.33056 | 0.33056 | 0.33056 | 0.33056 | 0.33056 | 0.33056 | 0.33056 | 0.33056 | 0.33056 | 0.33056 | 0.33056 | 0.33056 | 0.33056 | 0.33056 | 0.33056 | 0.33056 | 0.33056 | 0.33056 | 0.33056 | 0.33056
BECF-new
|  | 2016 | 2017 | 2018 | 2019 | 2020 | 2021 | 2022 | 2023 | 2024 | 2025 | 2026 | 2027 | 2028 | 2029 | 2030 | 2031 | 2032 | 2033 | 2034 | 2035 | 2036 | 2037 | 2038 | 2039 | 2040 | 2041 | 2042 | 2043 | 2044 | 2045 | 2046 | 2047 | 2048 | 2049 | 2050
EIA 860/923 2020 | hard coal | 0.030218 | 0.030218 | 0.030218 | 0.030218 | 0.030218 | 0.030218 | 0.030218 | 0.030218 | 0.030218 | 0.030218 | 0.030218 | 0.030218 | 0.030218 | 0.030218 | 0.030218 | 0.030218 | 0.030218 | 0.030218 | 0.030218 | 0.030218 | 0.030218 | 0.030218 | 0.030218 | 0.030218 | 0.030218 | 0.030218 | 0.030218 | 0.030218 | 0.030218 | 0.030218 | 0.030218 | 0.030218 | 0.030218 | 0.030218 | 0.030218
EIA 860/923 2020 | natural gas nonpeaker | 0.0045016 | 0.0045016 | 0.0045016 | 0.0045016 | 0.0045016 | 0.0045016 | 0.0045016 | 0.0045016 | 0.0045016 | 0.0045016 | 0.0045016 | 0.0045016 | 0.0045016 | 0.0045016 | 0.0045016 | 0.0045016 | 0.0045016 | 0.0045016 | 0.0045016 | 0.0045016 | 0.0045016 | 0.0045016 | 0.0045016 | 0.0045016 | 0.0045016 | 0.0045016 | 0.0045016 | 0.0045016 | 0.0045016 | 0.0045016 | 0.0045016 | 0.0045016 | 0.0045016 | 0.0045016 | 0.0045016
EIA 860/923 2020 | nuclear | 0.99277 | 0.99277 | 0.99277 | 0.99277 | 0.99277 | 0.99277 | 0.99277 | 0.99277 | 0.99277 | 0.99277 | 0.99277 | 0.99277 | 0.99277 | 0.99277 | 0.99277 | 0.99277 | 0.99277 | 0.99277 | 0.99277 | 0.99277 | 0.99277 | 0.99277 | 0.99277 | 0.99277 | 0.99277 | 0.99277 | 0.99277 | 0.99277 | 0.99277 | 0.99277 | 0.99277 | 0.99277 | 0.99277 | 0.99277 | 0.99277
EIA 860/923 2020 | hydro | 0.3073 | 0.3073 | 0.3073 | 0.3073 | 0.3073 | 0.3073 | 0.3073 | 0.3073 | 0.3073 | 0.3073 | 0.3073 | 0.3073 | 0.3073 | 0.3073 | 0.3073 | 0.3073 | 0.3073 | 0.3073 | 0.3073 | 0.3073 | 0.3073 | 0.3073 | 0.3073 | 0.3073 | 0.3073 | 0.3073 | 0.3073 | 0.3073 | 0.3073 | 0.3073 | 0.3073 | 0.3073 | 0.3073 | 0.3073 | 0.3073
GRIDLAB | onshore wind | 0.4 | 0.4 | 0.4 | 0.4 | 0.409 | 0.429 | 0.44 | 0.44 | 0.44 | 0.44 | 0.44 | 0.442 | 0.443 | 0.442 | 0.44 | 0.427 | 0.413 | 0.404 | 0.398 | 0.394 | 0.395 | 0.395 | 0.395 | 0.395 | 0.395 | 0.405 | 0.414 | 0.423 | 0.432 | 0.441 | 0.445 | 0.449 | 0.453 | 0.457 | 0.461
GRIDLAB | solar PV | 0.21 | 0.21 | 0.21 | 0.21 | 0.209 | 0.208 | 0.207 | 0.206 | 0.205 | 0.204 | 0.203 | 0.202 | 0.201 | 0.2 | 0.199 | 0.213 | 0.213 | 0.212 | 0.211 | 0.21 | 0.209 | 0.209 | 0.209 | 0.209 | 0.209 | 0.208 | 0.207 | 0.206 | 0.205 | 0.204 | 0.203 | 0.202 | 0.201 | 0.2 | 0.199
source: NREL ARB 2019 | solar thermal | 0.02 | 0.02 | 0.58467 | 0.58467 | 0.58467 | 0.58467 | 0.58467 | 0.58467 | 0.58467 | 0.58467 | 0.58467 | 0.58467 | 0.58467 | 0.58467 | 0.58467 | 0.58467 | 0.58467 | 0.58467 | 0.58467 | 0.58467 | 0.58467 | 0.58467 | 0.58467 | 0.58467 | 0.58467 | 0.58467 | 0.58467 | 0.58467 | 0.58467 | 0.58467 | 0.58467 | 0.58467 | 0.58467 | 0.58467 | 0.58467
EIA 860/923 2020 | biomass | 0.44336 | 0.44336 | 0.44336 | 0.44336 | 0.44336 | 0.44336 | 0.44336 | 0.44336 | 0.44336 | 0.44336 | 0.44336 | 0.44336 | 0.44336 | 0.44336 | 0.44336 | 0.44336 | 0.44336 | 0.44336 | 0.44336 | 0.44336 | 0.44336 | 0.44336 | 0.44336 | 0.44336 | 0.44336 | 0.44336 | 0.44336 | 0.44336 | 0.44336 | 0.44336 | 0.44336 | 0.44336 | 0.44336 | 0.44336 | 0.44336
EIA 860/923 2020 | geothermal | 0.022 | 0.022 | 0.022 | 0.022 | 0.022 | 0.022 | 0.022 | 0.022 | 0.022 | 0.022 | 0.022 | 0.022 | 0.022 | 0.022 | 0.022 | 0.022 | 0.022 | 0.022 | 0.022 | 0.022 | 0.022 | 0.022 | 0.022 | 0.022 | 0.022 | 0.022 | 0.022 | 0.022 | 0.022 | 0.022 | 0.022 | 0.022 | 0.022 | 0.022 | 0.022 | Static at 0.75 for all states regardless of geothermal resource
EIA 860/923 2020 | petroleum | 0.046769 | 0.046769 | 0.046769 | 0.046769 | 0.046769 | 0.046769 | 0.046769 | 0.046769 | 0.046769 | 0.046769 | 0.046769 | 0.046769 | 0.046769 | 0.046769 | 0.046769 | 0.046769 | 0.046769 | 0.046769 | 0.046769 | 0.046769 | 0.046769 | 0.046769 | 0.046769 | 0.046769 | 0.046769 | 0.046769 | 0.046769 | 0.046769 | 0.046769 | 0.046769 | 0.046769 | 0.046769 | 0.046769 | 0.046769 | 0.046769
EIA 860/923 2020 | natural gas peaker | 0.022 | 0.022 | 0.022 | 0.022 | 0.022 | 0.022 | 0.022 | 0.022 | 0.022 | 0.022 | 0.022 | 0.022 | 0.022 | 0.022 | 0.022 | 0.022 | 0.022 | 0.022 | 0.022 | 0.022 | 0.022 | 0.022 | 0.022 | 0.022 | 0.022 | 0.022 | 0.022 | 0.022 | 0.022 | 0.022 | 0.022 | 0.022 | 0.022 | 0.022 | 0.022
EIA 860/923 2020 | lignite | 0.022 | 0.022 | 0.022 | 0.022 | 0.022 | 0.022 | 0.022 | 0.022 | 0.022 | 0.022 | 0.022 | 0.022 | 0.022 | 0.022 | 0.022 | 0.022 | 0.022 | 0.022 | 0.022 | 0.022 | 0.022 | 0.022 | 0.022 | 0.022 | 0.022 | 0.022 | 0.022 | 0.022 | 0.022 | 0.022 | 0.022 | 0.022 | 0.022 | 0.022 | 0.022
source: NREL ATB 2022 | offshore wind | 0.35435 | 0.35435 | 0.35435 | 0.35435 | 0.35435 | 0.35982 | 0.36474 | 0.36931 | 0.37363 | 0.37778 | 0.38179 | 0.3857 | 0.38952 | 0.39327 | 0.39696 | 0.39859 | 0.40019 | 0.40174 | 0.40326 | 0.40475 | 0.40622 | 0.40766 | 0.40908 | 0.41048 | 0.41186 | 0.41323 | 0.41458 | 0.41591 | 0.41724 | 0.41855 | 0.41985 | 0.42114 | 0.42243 | 0.4237 | 0.42496
EIA 860/923 2020 | crude oil | 0.022 | 0.022 | 0.022 | 0.022 | 0.022 | 0.022 | 0.022 | 0.022 | 0.022 | 0.022 | 0.022 | 0.022 | 0.022 | 0.022 | 0.022 | 0.022 | 0.022 | 0.022 | 0.022 | 0.022 | 0.022 | 0.022 | 0.022 | 0.022 | 0.022 | 0.022 | 0.022 | 0.022 | 0.022 | 0.022 | 0.022 | 0.022 | 0.022 | 0.022 | 0.022
EIA 860/923 2020 | heavy or residual fuel oil | 0.022 | 0.022 | 0.022 | 0.022 | 0.022 | 0.022 | 0.022 | 0.022 | 0.022 | 0.022 | 0.022 | 0.022 | 0.022 | 0.022 | 0.022 | 0.022 | 0.022 | 0.022 | 0.022 | 0.022 | 0.022 | 0.022 | 0.022 | 0.022 | 0.022 | 0.022 | 0.022 | 0.022 | 0.022 | 0.022 | 0.022 | 0.022 | 0.022 | 0.022 | 0.022
EIA 860/923 2020 | municipal solid waste | 1.0574 | 1.0574 | 1.0574 | 1.0574 | 1.0574 | 1.0574 | 1.0574 | 1.0574 | 1.0574 | 1.0574 | 1.0574 | 1.0574 | 1.0574 | 1.0574 | 1.0574 | 1.0574 | 1.0574 | 1.0574 | 1.0574 | 1.0574 | 1.0574 | 1.0574 | 1.0574 | 1.0574 | 1.0574 | 1.0574 | 1.0574 | 1.0574 | 1.0574 | 1.0574 | 1.0574 | 1.0574 | 1.0574 | 1.0574 | 1.0574
US Data - use if there is an error or a divide by zero
New
Expected Capacity Factor (dimensionless) | 2019 | 2020 | 2021 | 2022 | 2023 | 2024 | 2025 | 2026 | 2027 | 2028 | 2029 | 2030 | 2031 | 2032 | 2033 | 2034 | 2035 | 2036 | 2037 | 2038 | 2039 | 2040 | 2041 | 2042 | 2043 | 2044 | 2045 | 2046 | 2047 | 2048 | 2049 | 2050
hard coal | 0.545 | 0.545 | 0.545 | 0.545 | 0.545 | 0.545 | 0.545 | 0.545 | 0.545 | 0.545 | 0.545 | 0.545 | 0.545 | 0.545 | 0.545 | 0.545 | 0.545 | 0.545 | 0.545 | 0.545 | 0.545 | 0.545 | 0.545 | 0.545 | 0.545 | 0.545 | 0.545 | 0.545 | 0.545 | 0.545 | 0.545 | 0.545
natural gas nonpeaker | 0.63 | 0.63 | 0.63 | 0.63 | 0.63 | 0.63 | 0.63 | 0.63 | 0.63 | 0.63 | 0.63 | 0.63 | 0.63 | 0.63 | 0.63 | 0.63 | 0.63 | 0.63 | 0.63 | 0.63 | 0.63 | 0.63 | 0.63 | 0.63 | 0.63 | 0.63 | 0.63 | 0.63 | 0.63 | 0.63 | 0.63 | 0.63
nuclear | 0.934 | 0.934 | 0.934 | 0.934 | 0.934 | 0.934 | 0.934 | 0.934 | 0.934 | 0.934 | 0.934 | 0.934 | 0.934 | 0.934 | 0.934 | 0.934 | 0.934 | 0.934 | 0.934 | 0.934 | 0.934 | 0.934 | 0.934 | 0.934 | 0.934 | 0.934 | 0.934 | 0.934 | 0.934 | 0.934 | 0.934 | 0.934
hydro | 0.453 | 0.453 | 0.453 | 0.453 | 0.453 | 0.453 | 0.453 | 0.453 | 0.453 | 0.453 | 0.453 | 0.453 | 0.453 | 0.453 | 0.453 | 0.453 | 0.453 | 0.453 | 0.453 | 0.453 | 0.453 | 0.453 | 0.453 | 0.453 | 0.453 | 0.453 | 0.453 | 0.453 | 0.453 | 0.453 | 0.453 | 0.453
onshore wind | 0.387 | 0.391 | 0.394 | 0.398 | 0.402 | 0.406 | 0.41 | 0.414 | 0.418 | 0.422 | 0.426 | 0.43 | 0.431 | 0.431 | 0.432 | 0.433 | 0.434 | 0.434 | 0.435 | 0.436 | 0.437 | 0.437 | 0.438 | 0.439 | 0.44 | 0.44 | 0.441 | 0.442 | 0.443 | 0.443 | 0.444 | 0.445
solar PV | 0.251 | 0.254 | 0.256 | 0.259 | 0.261 | 0.264 | 0.266 | 0.268 | 0.271 | 0.273 | 0.276 | 0.278 | 0.279 | 0.28 | 0.281 | 0.282 | 0.283 | 0.284 | 0.286 | 0.287 | 0.288 | 0.289 | 0.29 | 0.291 | 0.292 | 0.293 | 0.294 | 0.295 | 0.296 | 0.297 | 0.298 | 0.299
solar thermal | 0.589 | 0.589 | 0.589 | 0.589 | 0.589 | 0.589 | 0.589 | 0.589 | 0.589 | 0.589 | 0.589 | 0.589 | 0.589 | 0.589 | 0.589 | 0.589 | 0.589 | 0.589 | 0.589 | 0.589 | 0.589 | 0.589 | 0.589 | 0.589 | 0.589 | 0.589 | 0.589 | 0.589 | 0.589 | 0.589 | 0.589 | 0.589
biomass | 0.688 | 0.688 | 0.688 | 0.688 | 0.688 | 0.688 | 0.688 | 0.688 | 0.688 | 0.688 | 0.688 | 0.688 | 0.688 | 0.688 | 0.688 | 0.688 | 0.688 | 0.688 | 0.688 | 0.688 | 0.688 | 0.688 | 0.688 | 0.688 | 0.688 | 0.688 | 0.688 | 0.688 | 0.688 | 0.688 | 0.688 | 0.688
geothermal | 0.766 | 0.766 | 0.766 | 0.766 | 0.766 | 0.766 | 0.766 | 0.766 | 0.766 | 0.766 | 0.766 | 0.766 | 0.766 | 0.766 | 0.766 | 0.766 | 0.766 | 0.766 | 0.766 | 0.766 | 0.766 | 0.766 | 0.766 | 0.766 | 0.766 | 0.766 | 0.766 | 0.766 | 0.766 | 0.766 | 0.766 | 0.766
petroleum | 0.058 | 0.058 | 0.058 | 0.058 | 0.058 | 0.058 | 0.058 | 0.058 | 0.058 | 0.058 | 0.058 | 0.058 | 0.058 | 0.058 | 0.058 | 0.058 | 0.058 | 0.058 | 0.058 | 0.058 | 0.058 | 0.058 | 0.058 | 0.058 | 0.058 | 0.058 | 0.058 | 0.058 | 0.058 | 0.058 | 0.058 | 0.058
natural gas peaker | 0.146 | 0.146 | 0.146 | 0.146 | 0.146 | 0.146 | 0.146 | 0.146 | 0.146 | 0.146 | 0.146 | 0.146 | 0.146 | 0.146 | 0.146 | 0.146 | 0.146 | 0.146 | 0.146 | 0.146 | 0.146 | 0.146 | 0.146 | 0.146 | 0.146 | 0.146 | 0.146 | 0.146 | 0.146 | 0.146 | 0.146 | 0.146
lignite | 0.414 | 0.414 | 0.414 | 0.414 | 0.414 | 0.414 | 0.414 | 0.414 | 0.414 | 0.414 | 0.414 | 0.414 | 0.414 | 0.414 | 0.414 | 0.414 | 0.414 | 0.414 | 0.414 | 0.414 | 0.414 | 0.414 | 0.414 | 0.414 | 0.414 | 0.414 | 0.414 | 0.414 | 0.414 | 0.414 | 0.414 | 0.414
offshore wind | 0.488 | 0.492 | 0.495 | 0.497 | 0.499 | 0.5 | 0.502 | 0.503 | 0.504 | 0.505 | 0.506 | 0.507 | 0.507 | 0.508 | 0.509 | 0.509 | 0.51 | 0.51 | 0.511 | 0.511 | 0.512 | 0.512 | 0.513 | 0.513 | 0.514 | 0.514 | 0.514 | 0.515 | 0.515 | 0.515 | 0.516 | 0.516
crude oil | 0.058 | 0.058 | 0.058 | 0.058 | 0.058 | 0.058 | 0.058 | 0.058 | 0.058 | 0.058 | 0.058 | 0.058 | 0.058 | 0.058 | 0.058 | 0.058 | 0.058 | 0.058 | 0.058 | 0.058 | 0.058 | 0.058 | 0.058 | 0.058 | 0.058 | 0.058 | 0.058 | 0.058 | 0.058 | 0.058 | 0.058 | 0.058
heavy or residual fuel oil | 0.058 | 0.058 | 0.058 | 0.058 | 0.058 | 0.058 | 0.058 | 0.058 | 0.058 | 0.058 | 0.058 | 0.058 | 0.058 | 0.058 | 0.058 | 0.058 | 0.058 | 0.058 | 0.058 | 0.058 | 0.058 | 0.058 | 0.058 | 0.058 | 0.058 | 0.058 | 0.058 | 0.058 | 0.058 | 0.058 | 0.058 | 0.058
municipal solid waste | 0.741 | 0.741 | 0.741 | 0.741 | 0.741 | 0.741 | 0.741 | 0.741 | 0.741 | 0.741 | 0.741 | 0.741 | 0.741 | 0.741 | 0.741 | 0.741 | 0.741 | 0.741 | 0.741 | 0.741 | 0.741 | 0.741 | 0.741 | 0.741 | 0.741 | 0.741 | 0.741 | 0.741 | 0.741 | 0.741 | 0.741 | 0.741
Pre-ret
Expected Capacity Factor (dimensionless) | 2019 | 2020 | 2021 | 2022 | 2023 | 2024 | 2025 | 2026 | 2027 | 2028 | 2029 | 2030 | 2031 | 2032 | 2033 | 2034 | 2035 | 2036 | 2037 | 2038 | 2039 | 2040 | 2041 | 2042 | 2043 | 2044 | 2045 | 2046 | 2047 | 2048 | 2049 | 2050
hard coal | 0.496 | 0.496 | 0.496 | 0.496 | 0.496 | 0.496 | 0.496 | 0.496 | 0.496 | 0.496 | 0.496 | 0.496 | 0.496 | 0.496 | 0.496 | 0.496 | 0.496 | 0.496 | 0.496 | 0.496 | 0.496 | 0.496 | 0.496 | 0.496 | 0.496 | 0.496 | 0.496 | 0.496 | 0.496 | 0.496 | 0.496 | 0.496
natural gas nonpeaker | 0.141 | 0.141 | 0.141 | 0.141 | 0.141 | 0.141 | 0.141 | 0.141 | 0.141 | 0.141 | 0.141 | 0.141 | 0.141 | 0.141 | 0.141 | 0.141 | 0.141 | 0.141 | 0.141 | 0.141 | 0.141 | 0.141 | 0.141 | 0.141 | 0.141 | 0.141 | 0.141 | 0.141 | 0.141 | 0.141 | 0.141 | 0.141
nuclear | 0.934 | 0.934 | 0.934 | 0.934 | 0.934 | 0.934 | 0.934 | 0.934 | 0.934 | 0.934 | 0.934 | 0.934 | 0.934 | 0.934 | 0.934 | 0.934 | 0.934 | 0.934 | 0.934 | 0.934 | 0.934 | 0.934 | 0.934 | 0.934 | 0.934 | 0.934 | 0.934 | 0.934 | 0.934 | 0.934 | 0.934 | 0.934
hydro | 0.412 | 0.412 | 0.412 | 0.412 | 0.412 | 0.412 | 0.412 | 0.412 | 0.412 | 0.412 | 0.412 | 0.412 | 0.412 | 0.412 | 0.412 | 0.412 | 0.412 | 0.412 | 0.412 | 0.412 | 0.412 | 0.412 | 0.412 | 0.412 | 0.412 | 0.412 | 0.412 | 0.412 | 0.412 | 0.412 | 0.412 | 0.412
onshore wind | 0.344 | 0.344 | 0.344 | 0.344 | 0.344 | 0.344 | 0.344 | 0.344 | 0.344 | 0.344 | 0.344 | 0.344 | 0.344 | 0.344 | 0.344 | 0.344 | 0.344 | 0.344 | 0.344 | 0.344 | 0.344 | 0.344 | 0.344 | 0.344 | 0.344 | 0.344 | 0.344 | 0.344 | 0.344 | 0.344 | 0.344 | 0.344
solar PV | 0.243 | 0.243 | 0.243 | 0.243 | 0.243 | 0.243 | 0.243 | 0.243 | 0.243 | 0.243 | 0.243 | 0.243 | 0.243 | 0.243 | 0.243 | 0.243 | 0.243 | 0.243 | 0.243 | 0.243 | 0.243 | 0.243 | 0.243 | 0.243 | 0.243 | 0.243 | 0.243 | 0.243 | 0.243 | 0.243 | 0.243 | 0.243
solar thermal | 0.212 | 0.212 | 0.212 | 0.212 | 0.212 | 0.212 | 0.212 | 0.212 | 0.212 | 0.212 | 0.212 | 0.212 | 0.212 | 0.212 | 0.212 | 0.212 | 0.212 | 0.212 | 0.212 | 0.212 | 0.212 | 0.212 | 0.212 | 0.212 | 0.212 | 0.212 | 0.212 | 0.212 | 0.212 | 0.212 | 0.212 | 0.212
biomass | 0.625 | 0.625 | 0.625 | 0.625 | 0.625 | 0.625 | 0.625 | 0.625 | 0.625 | 0.625 | 0.625 | 0.625 | 0.625 | 0.625 | 0.625 | 0.625 | 0.625 | 0.625 | 0.625 | 0.625 | 0.625 | 0.625 | 0.625 | 0.625 | 0.625 | 0.625 | 0.625 | 0.625 | 0.625 | 0.625 | 0.625 | 0.625
geothermal | 0.696 | 0.696 | 0.696 | 0.696 | 0.696 | 0.696 | 0.696 | 0.696 | 0.696 | 0.696 | 0.696 | 0.696 | 0.696 | 0.696 | 0.696 | 0.696 | 0.696 | 0.696 | 0.696 | 0.696 | 0.696 | 0.696 | 0.696 | 0.696 | 0.696 | 0.696 | 0.696 | 0.696 | 0.696 | 0.696 | 0.696 | 0.696
petroleum | 0.053 | 0.053 | 0.053 | 0.053 | 0.053 | 0.053 | 0.053 | 0.053 | 0.053 | 0.053 | 0.053 | 0.053 | 0.053 | 0.053 | 0.053 | 0.053 | 0.053 | 0.053 | 0.053 | 0.053 | 0.053 | 0.053 | 0.053 | 0.053 | 0.053 | 0.053 | 0.053 | 0.053 | 0.053 | 0.053 | 0.053 | 0.053
natural gas peaker | 0.133 | 0.133 | 0.133 | 0.133 | 0.133 | 0.133 | 0.133 | 0.133 | 0.133 | 0.133 | 0.133 | 0.133 | 0.133 | 0.133 | 0.133 | 0.133 | 0.133 | 0.133 | 0.133 | 0.133 | 0.133 | 0.133 | 0.133 | 0.133 | 0.133 | 0.133 | 0.133 | 0.133 | 0.133 | 0.133 | 0.133 | 0.133
lignite | 0.376 | 0.376 | 0.376 | 0.376 | 0.376 | 0.376 | 0.376 | 0.376 | 0.376 | 0.376 | 0.376 | 0.376 | 0.376 | 0.376 | 0.376 | 0.376 | 0.376 | 0.376 | 0.376 | 0.376 | 0.376 | 0.376 | 0.376 | 0.376 | 0.376 | 0.376 | 0.376 | 0.376 | 0.376 | 0.376 | 0.376 | 0.376
offshore wind | 0.488 | 0.488 | 0.488 | 0.488 | 0.488 | 0.488 | 0.488 | 0.488 | 0.488 | 0.488 | 0.488 | 0.488 | 0.488 | 0.488 | 0.488 | 0.488 | 0.488 | 0.488 | 0.488 | 0.488 | 0.488 | 0.488 | 0.488 | 0.488 | 0.488 | 0.488 | 0.488 | 0.488 | 0.488 | 0.488 | 0.488 | 0.488
crude oil | 0.053 | 0.053 | 0.053 | 0.053 | 0.053 | 0.053 | 0.053 | 0.053 | 0.053 | 0.053 | 0.053 | 0.053 | 0.053 | 0.053 | 0.053 | 0.053 | 0.053 | 0.053 | 0.053 | 0.053 | 0.053 | 0.053 | 0.053 | 0.053 | 0.053 | 0.053 | 0.053 | 0.053 | 0.053 | 0.053 | 0.053 | 0.053
heavy or residual fuel oil | 0.053 | 0.053 | 0.053 | 0.053 | 0.053 | 0.053 | 0.053 | 0.053 | 0.053 | 0.053 | 0.053 | 0.053 | 0.053 | 0.053 | 0.053 | 0.053 | 0.053 | 0.053 | 0.053 | 0.053 | 0.053 | 0.053 | 0.053 | 0.053 | 0.053 | 0.053 | 0.053 | 0.053 | 0.053 | 0.053 | 0.053 | 0.053
municipal solid waste | 0.674 | 0.674 | 0.674 | 0.674 | 0.674 | 0.674 | 0.674 | 0.674 | 0.674 | 0.674 | 0.674 | 0.674 | 0.674 | 0.674 | 0.674 | 0.674 | 0.674 | 0.674 | 0.674 | 0.674 | 0.674 | 0.674 | 0.674 | 0.674 | 0.674 | 0.674 | 0.674 | 0.674 | 0.674 | 0.674 | 0.674 | 0.674
If a state has good geothermal resources, then the capacity factor matches gridlab's (75%)
States with decent geothermal |  | 2018: Does the state have good geothermal? (1 = yes)
AR | 1 | 2018: 0
AZ | 1
CA | 1
CO | 1
ID | 1
LA | 1
MS | 1
MT | 1
ND | 1
NE | 1
NM | 1
NV | 1
OR | 1
SD | 1
TX | 1
UT | 1
WA | 1
WV | 1
WY | 1

## BECF-pre-ret
Expected Capacity Factor (dimensionless) | 2019 | 2020 | 2021 | 2022 | 2023 | 2024 | 2025 | 2026 | 2027 | 2028 | 2029 | 2030 | 2031 | 2032 | 2033 | 2034 | 2035 | 2036 | 2037 | 2038 | 2039 | 2040 | 2041 | 2042 | 2043 | 2044 | 2045 | 2046 | 2047 | 2048 | 2049 | 2050
hard coal | 0.027471 | 0.027471 | 0.027471 | 0.027471 | 0.027471 | 0.027471 | 0.027471 | 0.027471 | 0.027471 | 0.027471 | 0.027471 | 0.027471 | 0.027471 | 0.027471 | 0.027471 | 0.027471 | 0.027471 | 0.027471 | 0.027471 | 0.027471 | 0.027471 | 0.027471 | 0.027471 | 0.027471 | 0.027471 | 0.027471 | 0.027471 | 0.027471 | 0.027471 | 0.027471 | 0.027471 | 0.027471
natural gas nonpeaker | 0.0040924 | 0.0040924 | 0.0040924 | 0.0040924 | 0.0040924 | 0.0040924 | 0.0040924 | 0.0040924 | 0.0040924 | 0.0040924 | 0.0040924 | 0.0040924 | 0.0040924 | 0.0040924 | 0.0040924 | 0.0040924 | 0.0040924 | 0.0040924 | 0.0040924 | 0.0040924 | 0.0040924 | 0.0040924 | 0.0040924 | 0.0040924 | 0.0040924 | 0.0040924 | 0.0040924 | 0.0040924 | 0.0040924 | 0.0040924 | 0.0040924 | 0.0040924
nuclear | 0.90252 | 0.90252 | 0.90252 | 0.90252 | 0.90252 | 0.90252 | 0.90252 | 0.90252 | 0.90252 | 0.90252 | 0.90252 | 0.90252 | 0.90252 | 0.90252 | 0.90252 | 0.90252 | 0.90252 | 0.90252 | 0.90252 | 0.90252 | 0.90252 | 0.90252 | 0.90252 | 0.90252 | 0.90252 | 0.90252 | 0.90252 | 0.90252 | 0.90252 | 0.90252 | 0.90252 | 0.90252
hydro | 0.27937 | 0.27937 | 0.27937 | 0.27937 | 0.27937 | 0.27937 | 0.27937 | 0.27937 | 0.27937 | 0.27937 | 0.27937 | 0.27937 | 0.27937 | 0.27937 | 0.27937 | 0.27937 | 0.27937 | 0.27937 | 0.27937 | 0.27937 | 0.27937 | 0.27937 | 0.27937 | 0.27937 | 0.27937 | 0.27937 | 0.27937 | 0.27937 | 0.27937 | 0.27937 | 0.27937 | 0.27937
onshore wind | 0.28276 | 0.28276 | 0.28276 | 0.28276 | 0.28276 | 0.28276 | 0.28276 | 0.28276 | 0.28276 | 0.28276 | 0.28276 | 0.28276 | 0.28276 | 0.28276 | 0.28276 | 0.28276 | 0.28276 | 0.28276 | 0.28276 | 0.28276 | 0.28276 | 0.28276 | 0.28276 | 0.28276 | 0.28276 | 0.28276 | 0.28276 | 0.28276 | 0.28276 | 0.28276 | 0.28276 | 0.28276
solar PV | 0.18422 | 0.18422 | 0.18422 | 0.18422 | 0.18422 | 0.18422 | 0.18422 | 0.18422 | 0.18422 | 0.18422 | 0.18422 | 0.18422 | 0.18422 | 0.18422 | 0.18422 | 0.18422 | 0.18422 | 0.18422 | 0.18422 | 0.18422 | 0.18422 | 0.18422 | 0.18422 | 0.18422 | 0.18422 | 0.18422 | 0.18422 | 0.18422 | 0.18422 | 0.18422 | 0.18422 | 0.18422
solar thermal | 0.02 | 0.02 | 0.02 | 0.02 | 0.02 | 0.02 | 0.02 | 0.02 | 0.02 | 0.02 | 0.02 | 0.02 | 0.02 | 0.02 | 0.02 | 0.02 | 0.02 | 0.02 | 0.02 | 0.02 | 0.02 | 0.02 | 0.02 | 0.02 | 0.02 | 0.02 | 0.02 | 0.02 | 0.02 | 0.02 | 0.02 | 0.02
biomass | 0.40305 | 0.40305 | 0.40305 | 0.40305 | 0.40305 | 0.40305 | 0.40305 | 0.40305 | 0.40305 | 0.40305 | 0.40305 | 0.40305 | 0.40305 | 0.40305 | 0.40305 | 0.40305 | 0.40305 | 0.40305 | 0.40305 | 0.40305 | 0.40305 | 0.40305 | 0.40305 | 0.40305 | 0.40305 | 0.40305 | 0.40305 | 0.40305 | 0.40305 | 0.40305 | 0.40305 | 0.40305
geothermal | 0.02 | 0.02 | 0.02 | 0.02 | 0.02 | 0.02 | 0.02 | 0.02 | 0.02 | 0.02 | 0.02 | 0.02 | 0.02 | 0.02 | 0.02 | 0.02 | 0.02 | 0.02 | 0.02 | 0.02 | 0.02 | 0.02 | 0.02 | 0.02 | 0.02 | 0.02 | 0.02 | 0.02 | 0.02 | 0.02 | 0.02 | 0.02
petroleum | 0.042518 | 0.042518 | 0.042518 | 0.042518 | 0.042518 | 0.042518 | 0.042518 | 0.042518 | 0.042518 | 0.042518 | 0.042518 | 0.042518 | 0.042518 | 0.042518 | 0.042518 | 0.042518 | 0.042518 | 0.042518 | 0.042518 | 0.042518 | 0.042518 | 0.042518 | 0.042518 | 0.042518 | 0.042518 | 0.042518 | 0.042518 | 0.042518 | 0.042518 | 0.042518 | 0.042518 | 0.042518
natural gas peaker | 0.02 | 0.02 | 0.02 | 0.02 | 0.02 | 0.02 | 0.02 | 0.02 | 0.02 | 0.02 | 0.02 | 0.02 | 0.02 | 0.02 | 0.02 | 0.02 | 0.02 | 0.02 | 0.02 | 0.02 | 0.02 | 0.02 | 0.02 | 0.02 | 0.02 | 0.02 | 0.02 | 0.02 | 0.02 | 0.02 | 0.02 | 0.02
lignite | 0.02 | 0.02 | 0.02 | 0.02 | 0.02 | 0.02 | 0.02 | 0.02 | 0.02 | 0.02 | 0.02 | 0.02 | 0.02 | 0.02 | 0.02 | 0.02 | 0.02 | 0.02 | 0.02 | 0.02 | 0.02 | 0.02 | 0.02 | 0.02 | 0.02 | 0.02 | 0.02 | 0.02 | 0.02 | 0.02 | 0.02 | 0.02
offshore wind | 0.02 | 0.02 | 0.02 | 0.02 | 0.02 | 0.02 | 0.02 | 0.02 | 0.02 | 0.02 | 0.02 | 0.02 | 0.02 | 0.02 | 0.02 | 0.02 | 0.02 | 0.02 | 0.02 | 0.02 | 0.02 | 0.02 | 0.02 | 0.02 | 0.02 | 0.02 | 0.02 | 0.02 | 0.02 | 0.02 | 0.02 | 0.02
crude oil | 0.02 | 0.02 | 0.02 | 0.02 | 0.02 | 0.02 | 0.02 | 0.02 | 0.02 | 0.02 | 0.02 | 0.02 | 0.02 | 0.02 | 0.02 | 0.02 | 0.02 | 0.02 | 0.02 | 0.02 | 0.02 | 0.02 | 0.02 | 0.02 | 0.02 | 0.02 | 0.02 | 0.02 | 0.02 | 0.02 | 0.02 | 0.02
heavy or residual fuel oil | 0.02 | 0.02 | 0.02 | 0.02 | 0.02 | 0.02 | 0.02 | 0.02 | 0.02 | 0.02 | 0.02 | 0.02 | 0.02 | 0.02 | 0.02 | 0.02 | 0.02 | 0.02 | 0.02 | 0.02 | 0.02 | 0.02 | 0.02 | 0.02 | 0.02 | 0.02 | 0.02 | 0.02 | 0.02 | 0.02 | 0.02 | 0.02
municipal solid waste | 0.9613 | 0.9613 | 0.9613 | 0.9613 | 0.9613 | 0.9613 | 0.9613 | 0.9613 | 0.9613 | 0.9613 | 0.9613 | 0.9613 | 0.9613 | 0.9613 | 0.9613 | 0.9613 | 0.9613 | 0.9613 | 0.9613 | 0.9613 | 0.9613 | 0.9613 | 0.9613 | 0.9613 | 0.9613 | 0.9613 | 0.9613 | 0.9613 | 0.9613 | 0.9613 | 0.9613 | 0.9613

## BECF-pre-nonret
Expected Capacity Factor (dimensionless) | 2019 | 2020 | 2021 | 2022 | 2023 | 2024 | 2025 | 2026 | 2027 | 2028 | 2029 | 2030 | 2031 | 2032 | 2033 | 2034 | 2035 | 2036 | 2037 | 2038 | 2039 | 2040 | 2041 | 2042 | 2043 | 2044 | 2045 | 2046 | 2047 | 2048 | 2049 | 2050
hard coal | 0 | 0 | 0 | 0 | 0 | 0 | 0 | 0 | 0 | 0 | 0 | 0 | 0 | 0 | 0 | 0 | 0 | 0 | 0 | 0 | 0 | 0 | 0 | 0 | 0 | 0 | 0 | 0 | 0 | 0 | 0 | 0
natural gas nonpeaker | 0.33056 | 0.33056 | 0.33056 | 0.33056 | 0.33056 | 0.33056 | 0.33056 | 0.33056 | 0.33056 | 0.33056 | 0.33056 | 0.33056 | 0.33056 | 0.33056 | 0.33056 | 0.33056 | 0.33056 | 0.33056 | 0.33056 | 0.33056 | 0.33056 | 0.33056 | 0.33056 | 0.33056 | 0.33056 | 0.33056 | 0.33056 | 0.33056 | 0.33056 | 0.33056 | 0.33056 | 0.33056
nuclear | 0 | 0 | 0 | 0 | 0 | 0 | 0 | 0 | 0 | 0 | 0 | 0 | 0 | 0 | 0 | 0 | 0 | 0 | 0 | 0 | 0 | 0 | 0 | 0 | 0 | 0 | 0 | 0 | 0 | 0 | 0 | 0
hydro | 0 | 0 | 0 | 0 | 0 | 0 | 0 | 0 | 0 | 0 | 0 | 0 | 0 | 0 | 0 | 0 | 0 | 0 | 0 | 0 | 0 | 0 | 0 | 0 | 0 | 0 | 0 | 0 | 0 | 0 | 0 | 0
onshore wind | 0 | 0 | 0 | 0 | 0 | 0 | 0 | 0 | 0 | 0 | 0 | 0 | 0 | 0 | 0 | 0 | 0 | 0 | 0 | 0 | 0 | 0 | 0 | 0 | 0 | 0 | 0 | 0 | 0 | 0 | 0 | 0
solar PV | 0 | 0 | 0 | 0 | 0 | 0 | 0 | 0 | 0 | 0 | 0 | 0 | 0 | 0 | 0 | 0 | 0 | 0 | 0 | 0 | 0 | 0 | 0 | 0 | 0 | 0 | 0 | 0 | 0 | 0 | 0 | 0
solar thermal | 0 | 0 | 0 | 0 | 0 | 0 | 0 | 0 | 0 | 0 | 0 | 0 | 0 | 0 | 0 | 0 | 0 | 0 | 0 | 0 | 0 | 0 | 0 | 0 | 0 | 0 | 0 | 0 | 0 | 0 | 0 | 0
biomass | 0 | 0 | 0 | 0 | 0 | 0 | 0 | 0 | 0 | 0 | 0 | 0 | 0 | 0 | 0 | 0 | 0 | 0 | 0 | 0 | 0 | 0 | 0 | 0 | 0 | 0 | 0 | 0 | 0 | 0 | 0 | 0
geothermal | 0 | 0 | 0 | 0 | 0 | 0 | 0 | 0 | 0 | 0 | 0 | 0 | 0 | 0 | 0 | 0 | 0 | 0 | 0 | 0 | 0 | 0 | 0 | 0 | 0 | 0 | 0 | 0 | 0 | 0 | 0 | 0
petroleum | 0 | 0 | 0 | 0 | 0 | 0 | 0 | 0 | 0 | 0 | 0 | 0 | 0 | 0 | 0 | 0 | 0 | 0 | 0 | 0 | 0 | 0 | 0 | 0 | 0 | 0 | 0 | 0 | 0 | 0 | 0 | 0
natural gas peaker | 0 | 0 | 0 | 0 | 0 | 0 | 0 | 0 | 0 | 0 | 0 | 0 | 0 | 0 | 0 | 0 | 0 | 0 | 0 | 0 | 0 | 0 | 0 | 0 | 0 | 0 | 0 | 0 | 0 | 0 | 0 | 0
lignite | 0 | 0 | 0 | 0 | 0 | 0 | 0 | 0 | 0 | 0 | 0 | 0 | 0 | 0 | 0 | 0 | 0 | 0 | 0 | 0 | 0 | 0 | 0 | 0 | 0 | 0 | 0 | 0 | 0 | 0 | 0 | 0
offshore wind | 0 | 0 | 0 | 0 | 0 | 0 | 0 | 0 | 0 | 0 | 0 | 0 | 0 | 0 | 0 | 0 | 0 | 0 | 0 | 0 | 0 | 0 | 0 | 0 | 0 | 0 | 0 | 0 | 0 | 0 | 0 | 0
crude oil | 0 | 0 | 0 | 0 | 0 | 0 | 0 | 0 | 0 | 0 | 0 | 0 | 0 | 0 | 0 | 0 | 0 | 0 | 0 | 0 | 0 | 0 | 0 | 0 | 0 | 0 | 0 | 0 | 0 | 0 | 0 | 0
heavy or residual fuel oil | 0 | 0 | 0 | 0 | 0 | 0 | 0 | 0 | 0 | 0 | 0 | 0 | 0 | 0 | 0 | 0 | 0 | 0 | 0 | 0 | 0 | 0 | 0 | 0 | 0 | 0 | 0 | 0 | 0 | 0 | 0 | 0
municipal solid waste | 0 | 0 | 0 | 0 | 0 | 0 | 0 | 0 | 0 | 0 | 0 | 0 | 0 | 0 | 0 | 0 | 0 | 0 | 0 | 0 | 0 | 0 | 0 | 0 | 0 | 0 | 0 | 0 | 0 | 0 | 0 | 0

## BECF-new
Expected Capacity Factor (dimensionless) | 2019 | 2020 | 2021 | 2022 | 2023 | 2024 | 2025 | 2026 | 2027 | 2028 | 2029 | 2030 | 2031 | 2032 | 2033 | 2034 | 2035 | 2036 | 2037 | 2038 | 2039 | 2040 | 2041 | 2042 | 2043 | 2044 | 2045 | 2046 | 2047 | 2048 | 2049 | 2050
hard coal | 0.030218 | 0.030218 | 0.030218 | 0.030218 | 0.030218 | 0.030218 | 0.030218 | 0.030218 | 0.030218 | 0.030218 | 0.030218 | 0.030218 | 0.030218 | 0.030218 | 0.030218 | 0.030218 | 0.030218 | 0.030218 | 0.030218 | 0.030218 | 0.030218 | 0.030218 | 0.030218 | 0.030218 | 0.030218 | 0.030218 | 0.030218 | 0.030218 | 0.030218 | 0.030218 | 0.030218 | 0.030218
natural gas nonpeaker | 0.0045016 | 0.0045016 | 0.0045016 | 0.0045016 | 0.0045016 | 0.0045016 | 0.0045016 | 0.0045016 | 0.0045016 | 0.0045016 | 0.0045016 | 0.0045016 | 0.0045016 | 0.0045016 | 0.0045016 | 0.0045016 | 0.0045016 | 0.0045016 | 0.0045016 | 0.0045016 | 0.0045016 | 0.0045016 | 0.0045016 | 0.0045016 | 0.0045016 | 0.0045016 | 0.0045016 | 0.0045016 | 0.0045016 | 0.0045016 | 0.0045016 | 0.0045016
nuclear | 0.99277 | 0.99277 | 0.99277 | 0.99277 | 0.99277 | 0.99277 | 0.99277 | 0.99277 | 0.99277 | 0.99277 | 0.99277 | 0.99277 | 0.99277 | 0.99277 | 0.99277 | 0.99277 | 0.99277 | 0.99277 | 0.99277 | 0.99277 | 0.99277 | 0.99277 | 0.99277 | 0.99277 | 0.99277 | 0.99277 | 0.99277 | 0.99277 | 0.99277 | 0.99277 | 0.99277 | 0.99277
hydro | 0.3073 | 0.3073 | 0.3073 | 0.3073 | 0.3073 | 0.3073 | 0.3073 | 0.3073 | 0.3073 | 0.3073 | 0.3073 | 0.3073 | 0.3073 | 0.3073 | 0.3073 | 0.3073 | 0.3073 | 0.3073 | 0.3073 | 0.3073 | 0.3073 | 0.3073 | 0.3073 | 0.3073 | 0.3073 | 0.3073 | 0.3073 | 0.3073 | 0.3073 | 0.3073 | 0.3073 | 0.3073
onshore wind | 0.4 | 0.409 | 0.429 | 0.44 | 0.44 | 0.44 | 0.44 | 0.44 | 0.442 | 0.443 | 0.442 | 0.44 | 0.427 | 0.413 | 0.404 | 0.398 | 0.394 | 0.395 | 0.395 | 0.395 | 0.395 | 0.395 | 0.405 | 0.414 | 0.423 | 0.432 | 0.441 | 0.445 | 0.449 | 0.453 | 0.457 | 0.461
solar PV | 0.21 | 0.209 | 0.208 | 0.207 | 0.206 | 0.205 | 0.204 | 0.203 | 0.202 | 0.201 | 0.2 | 0.199 | 0.213 | 0.213 | 0.212 | 0.211 | 0.21 | 0.209 | 0.209 | 0.209 | 0.209 | 0.209 | 0.208 | 0.207 | 0.206 | 0.205 | 0.204 | 0.203 | 0.202 | 0.201 | 0.2 | 0.199
solar thermal | 0.58467 | 0.58467 | 0.58467 | 0.58467 | 0.58467 | 0.58467 | 0.58467 | 0.58467 | 0.58467 | 0.58467 | 0.58467 | 0.58467 | 0.58467 | 0.58467 | 0.58467 | 0.58467 | 0.58467 | 0.58467 | 0.58467 | 0.58467 | 0.58467 | 0.58467 | 0.58467 | 0.58467 | 0.58467 | 0.58467 | 0.58467 | 0.58467 | 0.58467 | 0.58467 | 0.58467 | 0.58467
biomass | 0.44336 | 0.44336 | 0.44336 | 0.44336 | 0.44336 | 0.44336 | 0.44336 | 0.44336 | 0.44336 | 0.44336 | 0.44336 | 0.44336 | 0.44336 | 0.44336 | 0.44336 | 0.44336 | 0.44336 | 0.44336 | 0.44336 | 0.44336 | 0.44336 | 0.44336 | 0.44336 | 0.44336 | 0.44336 | 0.44336 | 0.44336 | 0.44336 | 0.44336 | 0.44336 | 0.44336 | 0.44336
geothermal | 0.022 | 0.022 | 0.022 | 0.022 | 0.022 | 0.022 | 0.022 | 0.022 | 0.022 | 0.022 | 0.022 | 0.022 | 0.022 | 0.022 | 0.022 | 0.022 | 0.022 | 0.022 | 0.022 | 0.022 | 0.022 | 0.022 | 0.022 | 0.022 | 0.022 | 0.022 | 0.022 | 0.022 | 0.022 | 0.022 | 0.022 | 0.022
petroleum | 0.046769 | 0.046769 | 0.046769 | 0.046769 | 0.046769 | 0.046769 | 0.046769 | 0.046769 | 0.046769 | 0.046769 | 0.046769 | 0.046769 | 0.046769 | 0.046769 | 0.046769 | 0.046769 | 0.046769 | 0.046769 | 0.046769 | 0.046769 | 0.046769 | 0.046769 | 0.046769 | 0.046769 | 0.046769 | 0.046769 | 0.046769 | 0.046769 | 0.046769 | 0.046769 | 0.046769 | 0.046769
natural gas peaker | 0.022 | 0.022 | 0.022 | 0.022 | 0.022 | 0.022 | 0.022 | 0.022 | 0.022 | 0.022 | 0.022 | 0.022 | 0.022 | 0.022 | 0.022 | 0.022 | 0.022 | 0.022 | 0.022 | 0.022 | 0.022 | 0.022 | 0.022 | 0.022 | 0.022 | 0.022 | 0.022 | 0.022 | 0.022 | 0.022 | 0.022 | 0.022
lignite | 0.022 | 0.022 | 0.022 | 0.022 | 0.022 | 0.022 | 0.022 | 0.022 | 0.022 | 0.022 | 0.022 | 0.022 | 0.022 | 0.022 | 0.022 | 0.022 | 0.022 | 0.022 | 0.022 | 0.022 | 0.022 | 0.022 | 0.022 | 0.022 | 0.022 | 0.022 | 0.022 | 0.022 | 0.022 | 0.022 | 0.022 | 0.022
offshore wind | 0.35435 | 0.35435 | 0.35982 | 0.36474 | 0.36931 | 0.37363 | 0.37778 | 0.38179 | 0.3857 | 0.38952 | 0.39327 | 0.39696 | 0.39859 | 0.40019 | 0.40174 | 0.40326 | 0.40475 | 0.40622 | 0.40766 | 0.40908 | 0.41048 | 0.41186 | 0.41323 | 0.41458 | 0.41591 | 0.41724 | 0.41855 | 0.41985 | 0.42114 | 0.42243 | 0.4237 | 0.42496
crude oil | 0.022 | 0.022 | 0.022 | 0.022 | 0.022 | 0.022 | 0.022 | 0.022 | 0.022 | 0.022 | 0.022 | 0.022 | 0.022 | 0.022 | 0.022 | 0.022 | 0.022 | 0.022 | 0.022 | 0.022 | 0.022 | 0.022 | 0.022 | 0.022 | 0.022 | 0.022 | 0.022 | 0.022 | 0.022 | 0.022 | 0.022 | 0.022
heavy or residual fuel oil | 0.022 | 0.022 | 0.022 | 0.022 | 0.022 | 0.022 | 0.022 | 0.022 | 0.022 | 0.022 | 0.022 | 0.022 | 0.022 | 0.022 | 0.022 | 0.022 | 0.022 | 0.022 | 0.022 | 0.022 | 0.022 | 0.022 | 0.022 | 0.022 | 0.022 | 0.022 | 0.022 | 0.022 | 0.022 | 0.022 | 0.022 | 0.022
municipal solid waste | 1.0574 | 1.0574 | 1.0574 | 1.0574 | 1.0574 | 1.0574 | 1.0574 | 1.0574 | 1.0574 | 1.0574 | 1.0574 | 1.0574 | 1.0574 | 1.0574 | 1.0574 | 1.0574 | 1.0574 | 1.0574 | 1.0574 | 1.0574 | 1.0574 | 1.0574 | 1.0574 | 1.0574 | 1.0574 | 1.0574 | 1.0574 | 1.0574 | 1.0574 | 1.0574 | 1.0574 | 1.0574